## Wastewater_Tranmssion
OBJECTID | WSL_OBJECTID | GIS_ID | EQUIP_ID | COMPKEY | FAC_CODE | FAC_DESC | PROCESS | GRP | POSITION | STATUS | MATERIAL | LINING | INSTALLED | US_INV | DS_INV | ACCURACY | TYPE | SERVICE | DATASOURCE | SUBTYPE | FLOWDIR | FLOWDIRACC | HACOMPKEY | NOM_DIA_MM | R_STAT | R_MAT | R_DIA | R_INST | AQ_TYPE | USE_AREA | HAUNITTYPE | USE_AREAID | LENGTH | R_OWN | OWN | PARLINENO | F_IwiAOI | condition_overall_score | condition_overall_score_label | condition_CCTV_score | condition_CCTV_date | condition_CCTV_source | condition_CCTV_app_availability | condition_instability_score | condition_corrosivity_score | condition_age_score | condition_confidence_scenario | criticality_overall_score | criticality_overall_score_label | criticality_operational_score | criticality_pipe_type_score | criticality_people_impacts_score | criticality_people_impacts_dataset_s_ | criticality_environmental_impacts_score | criticality_environmental_impacts_dataset_s_ | criticality_infiltration_score | criticality_impact_of_failure_score | criticality_flow_ratio | criticality_confidence_scenario | SHAPE_Length | Risk-score | New action
4569 | 647030 | 4623384 | 1 | 1 | DTROS | Rosedale Treatment Plant | Outfall | Tunnel | Buried | OP | CONC | None | 2010-07-16 |  |  | dwg | NI | Transmission | T0000399A | 4 |  |  | 4 | 3700 | [8 empty] | 598.31 |  | WSL |  | Te Kawerau a Maki,Ngāti Whātua,Ngāti Maru,Ngāti Whātua o Ōrākei,Ngāti Tamaoho,Ngāti Manuhiri,Te Patukirikiri,Ngāti Whanaunga,Ngāti Tamaterā,Ngāti Pāoa,Ngāi Tai ki Tāmaki,Ngāti Hako,Te Ākitai Waiohua | 1.76 | 2 |  |  |  | no | 5 | 1 | 1 | CCTV NOT Available or Over 30 Years Old & Soil Type Available | 5 | 5 | 5 | 5 | 1 | Safe Swim Beach | 1 | Ocean Intercept | 5 | 0.895 | 1 | Diameter Used For Flow Approximation & Depth Available | 598.3113 | 16
228 | 240 | 17007 | 10008366 | 197552 | DSSWI | Southwestern Interceptor | Gravity | Pipe | Buried | OP | CONC | None | 1977-06-30 | 2.75 | 2.58 | dwg | SW | Transmission | Legacy | 1 |  |  | 4 | 2550 | [5 empty] | 77521 | NA |  | 347.21 |  | WSL |  | Waikato,Te Kawerau a Maki,Ngāti Maru,Ngāti Tamaoho,Ngāti Tamaterā,Ngāi Tai ki Tāmaki,Ngāti Hako,Te Ākitai Waiohua | 2.67 | 3 |  |  |  | no | 5 | 3 | 2 | CCTV NOT Available or Over 30 Years Old & Soil Type Available | 5 | 5 | 5 | 5 | 2.5 | Property Parcels | 1 |  | 5 | 1.355 | 1 | Diameter Used For Flow Approximation & Depth Available | 347.2133 | 20
159 | 168 | 16016 | 10005424 | 194362 | DSEIN | Eastern Interceptor | Siphon | Pipe | Buried | OP | CONC | None | 1964-06-30 |  | 7.98 | dwg | EI | Transmission | Legacy | 1 |  |  | 4 | 1600 | [5 empty] | 74882 | NA |  | 320 |  | WSL |  | Waikato,Te Kawerau a Maki,Ngāti Whātua,Ngāti Maru,Ngāti Whātua o Ōrākei,Ngāti Tamaoho,Ngāti Tamaterā,Ngāti Pāoa,Ngāi Tai ki Tāmaki,Ngāti Hako,Te Ākitai Waiohua | 2.46 | 2 |  |  |  | no | 5 | 1 | 2 | CCTV NOT Available or Over 30 Years Old & Soil Type Available | 5 | 5 | 5 | 5 | 1 |  | 1 | Aquifer - Auckland Isthmus Volcanic Aquifer | 1.5 | 0.77 | 1 | Diameter Used For Flow Approximation & Depth Available | 319.9951 | 16
84 | 90 | 14948 | 10005421 | 194870 | DSEIN | Eastern Interceptor | Siphon | Pipe | Buried | OP | CONC | None | 1964-06-30 |  | 7.77 | dwg | EI | Transmission | Legacy | 1 |  |  | 4 | 1600 | [5 empty] | 74877 | NA |  | 319.98 |  | WSL |  | Waikato,Te Kawerau a Maki,Ngāti Whātua,Ngāti Maru,Ngāti Whātua o Ōrākei,Ngāti Tamaoho,Ngāti Tamaterā,Ngāti Pāoa,Ngāi Tai ki Tāmaki,Ngāti Hako,Te Ākitai Waiohua | 2.46 | 2 |  |  |  | no | 5 | 1 | 2 | CCTV NOT Available or Over 30 Years Old & Soil Type Available | 5 | 5 | 5 | 5 | 1 |  | 1 | Aquifer - Auckland Isthmus Volcanic Aquifer | 1.5 | 0.77 | 1 | Diameter Used For Flow Approximation & Depth Available | 319.983 | 16
606 | 629 | 302835 | 10009237 | 197959 | DSWIN | Western Interceptor | Siphon | Pipe | Buried | OP | CONC | None | 1964-06-30 | -10.07 | -5.3 | dwg | WI | Transmission | RK_DU2607 | 1 |  |  | 4 | 1600 | [5 empty] | 78532 | NA |  | 251.5 |  | WSL |  | Te Ākitai Waiohua | 2.88 | 3 |  |  |  | no | 5 | 5 | 2 | CCTV NOT Available or Over 30 Years Old & Soil Type Available | 5 | 5 | 5 | 5 | 1 | Safe Swim Beach | 1 | Ocean Intercept | 5 | 0.895 | 1 | Diameter Used For Flow Approximation & Depth Available | 251.5 | 20
285 | 297 | 16211 | 10005391 | 194708 | DSEIN | Eastern Interceptor | Gravity | Pipe | Buried | OP | CONC | None | 1964-06-30 |  | 2.9 | dwg | EI | Transmission | DU1803 | 1 |  |  | 4 | 2550 | [5 empty] | 74847 | NA |  | 249.21 |  | WSL |  | Waikato,Te Kawerau a Maki,Ngāti Maru,Ngāti Whātua o Ōrākei,Ngāti Tamaoho,Ngāti Tamaterā,Ngāi Tai ki Tāmaki,Ngāti Hako,Te Ākitai Waiohua | 3 | 3 | 3 | 2010 | CCTV Footage Review Log South_Latest.xls | no | 5 | 1 | 2 | CCTV Available (10-20 Years Old) & Soil Type Available | 5 | 5 | 5 | 5 | 5 | NZTA | 1 |  | 1.5 | 2.005 | 1 | Diameter Used For Flow Approximation & Depth Available | 249.2068 | 20
37 | 39 | 15622 | 10007055 | 195860 | DSORM | Orakei Main Sewer | Gravity | Pipe | Tunnelled | OP | BRICK | None | 1911-06-30 | 2.44 | 2.39 | dwg | OM | Transmission | Legacy | 1 |  |  | 4 | 2362 | [5 empty] | 76250 | NA |  | 227.92 |  | WSL |  | Te Kawerau a Maki,Ngāti Whātua,Ngāti Maru,Ngāti Whātua o Ōrākei,Ngāti Tamaoho,Te Patukirikiri,Ngāti Tamaterā,Ngāti Pāoa,Ngāi Tai ki Tāmaki,Ngāti Hako,Te Ākitai Waiohua | 3.34 | 3 | 2 | 2013 | CCTV Footage Review Log South_Latest.xls | no | 5 | 1 | 4 | CCTV Available (10-20 Years Old) & Soil Type Available | 5 | 5 | 5 | 5 | 2.5 | Property Parcels | 1 | Place Of Historic Heritage - Auckland Domain/Pukekaroa/Pukekawa Hill Pa site R11_105, including pits, terraces, midden, house sites, structures, memorials, water supply site, ponds, roads, g | 5 | 1.355 | 1 | Diameter Used For Flow Approximation & Depth Available | 227.9156 | 20
605 | 628 | 302834 | 10009235 | 197485 | DSWIN | Western Interceptor | Siphon | Pipe | Buried | OP | CONC | None | 1964-06-30 | -4.89 | -4.48 | dwg | WI | Transmission | RK_DU2607 | 1 |  |  | 4 | 1600 | [5 empty] | 78530 | NA |  | 156 |  | WSL |  | Te Ākitai Waiohua | 2.88 | 3 |  |  |  | no | 5 | 5 | 2 | CCTV NOT Available or Over 30 Years Old & Soil Type Available | 5 | 5 | 5 | 5 | 1 | Safe Swim Beach | 1 | Ocean Intercept | 5 | 0.895 | 1 | Diameter Used For Flow Approximation & Depth Available | 156 | 20
604 | 627 | 302833 | 10009234 | 197958 | DSWIN | Western Interceptor | Siphon | Pipe | Buried | OP | CONC | None | 1964-06-30 | -4.48 | -3.35 | dwg | WI | Transmission | RK_DU2607 | 1 |  |  | 4 | 1600 | [5 empty] | 78529 | NA |  | 146 |  | WSL |  | Te Ākitai Waiohua | 2.88 | 3 |  |  |  | no | 5 | 5 | 2 | CCTV NOT Available or Over 30 Years Old & Soil Type Available | 5 | 5 | 5 | 5 | 1 | Safe Swim Beach | 1 | Ocean Intercept, Significant Ecological Area - SEA-M1-23b | 5 | 0.895 | 1 | Diameter Used For Flow Approximation & Depth Available | 146 | 20
260 | 272 | 17526 | 10099263 | 195729 | DSORM | Orakei Main Sewer | Gravity | Pipe | Buried | OP | BRICK | None | 1911-06-30 | 4.71 | 4.69 | dwg | OM | Transmission | Legacy | 1 |  |  | 4 | 1800 | [5 empty] | 76275 | NA |  | 120.61 |  | WSL |  | Te Kawerau a Maki,Ngāti Whātua,Ngāti Maru,Ngāti Whātua o Ōrākei,Ngāti Tamaoho,Ngāti Tamaterā,Ngāi Tai ki Tāmaki,Ngāti Hako,Te Ākitai Waiohua | 3.87 | 4 |  |  |  | no | 5 | 1 | 4 | CCTV NOT Available or Over 30 Years Old & Soil Type Available | 5 | 5 | 5 | 5 | 1 |  | 4 | NZ River Lines | 5 | 1.175 | 1 | Diameter Used For Flow Approximation & Depth Available | 120.6061 | 23 | Priority
2773 | 3016 | 302845 | 10001714 | 193180 | DPORM | PS 64 Orakei | Rising | Pipe | Buried | OP | CLS | None | 2010-04-30 |  |  | dwg | OM | Transmission | DC11040 | 2 |  |  | 4 | 1200 |  |  |  |  | CONS | 67060 | NA |  | 119.79 |  | WSL | 2 | Waikato,Te Kawerau a Maki,Ngāti Whātua,Ngāti Maru,Ngāti Whātua o Ōrākei,Ngāti Tamaoho,Te Patukirikiri,Ngāti Whanaunga,Ngāti Tamaterā,Ngāti Pāoa,Ngāi Tai ki Tāmaki,Ngāti Hako,Te Ākitai Waiohua | 1.76 | 2 |  |  |  | no | 5 | 1 | 1 | CCTV NOT Available or Over 30 Years Old & Soil Type Available | 5 | 5 | 5 | 5 | 2.5 | Property Parcels, Building Outlines | 1 |  | 1.5 | 1.235 | 1 | Diameter Used For Flow Approximation & Depth Available | 119.7909 | 16
2772 | 3015 | 302844 | 10001713 | 192974 | DPORM | PS 64 Orakei | Rising | Pipe | Buried | OP | CLS | None | 2010-04-30 |  |  | dwg | OM | Transmission | DC11040 | 2 |  |  | 4 | 1200 |  |  |  |  | CONS | 67059 | NA |  | 117.57 |  | WSL | 1 | Waikato,Te Kawerau a Maki,Ngāti Whātua,Ngāti Maru,Ngāti Whātua o Ōrākei,Ngāti Tamaoho,Te Patukirikiri,Ngāti Whanaunga,Ngāti Tamaterā,Ngāti Pāoa,Ngāi Tai ki Tāmaki,Ngāti Hako,Te Ākitai Waiohua | 1.76 | 2 |  |  |  | no | 5 | 1 | 1 | CCTV NOT Available or Over 30 Years Old & Soil Type Available | 5 | 5 | 5 | 5 | 2.5 | Property Parcels, Building Outlines | 1 |  | 1.5 | 1.235 | 1 | Diameter Used For Flow Approximation & Depth Available | 117.57 | 16
607 | 630 | 302836 | 10009238 | 197345 | DSWIN | Western Interceptor | Siphon | Pipe | Buried | OP | CONC | None | 1964-06-30 | -5.82 | -10.07 | dwg | WI | Transmission | RK_DU2607 | 1 |  |  | 4 | 1600 | [5 empty] | 78533 | NA |  | 117 |  | WSL |  | Te Ākitai Waiohua | 2.88 | 3 |  |  |  | no | 5 | 5 | 2 | CCTV NOT Available or Over 30 Years Old & Soil Type Available | 5 | 5 | 5 | 5 | 1 | Safe Swim Beach | 1 | Ocean Intercept | 5 | 0.895 | 1 | Diameter Used For Flow Approximation & Depth Available | 117.0002 | 20
54 | 60 | 15082 | 10005447 | 194876 | DSEIN | Eastern Interceptor | Gravity | Pipe | Buried | OP | CONC | None | 1964-06-30 | 13.07 | 13.01 | dwg | EI | Transmission | DU0603 | 1 |  |  | 4 | 2100 | [5 empty] | 74900 | NA |  | 115.42 |  | WSL |  | Waikato,Te Kawerau a Maki,Ngāti Whātua,Ngāti Maru,Ngāti Whātua o Ōrākei,Ngāti Tamaoho,Te Patukirikiri,Ngāti Whanaunga,Ngāti Tamaterā,Ngāti Pāoa,Ngāi Tai ki Tāmaki,Ngāti Hako,Te Ākitai Waiohua | 2.48 | 2 | 2 | 2010 | te puna wai | no | 5 | 3 | 2 | CCTV Available (10-20 Years Old) & Soil Type Available | 5 | 5 | 5 | 5 | 2.5 | Property Parcels, Building Outlines | 1 |  | 5 | 1.355 | 1 | Diameter Used For Flow Approximation & Depth Available | 115.4165 | 16
608 | 631 | 302837 | 10009236 | 197742 | DSWIN | Western Interceptor | Siphon | Pipe | Buried | OP | CONC | None | 1964-06-30 | -5.3 | -4.89 | dwg | WI | Transmission | RK_DU2607 | 1 |  |  | 4 | 1600 | [5 empty] | 78531 | NA |  | 104.5 |  | WSL |  | Te Ākitai Waiohua | 2.88 | 3 |  |  |  | no | 5 | 5 | 2 | CCTV NOT Available or Over 30 Years Old & Soil Type Available | 5 | 5 | 5 | 5 | 1 | Safe Swim Beach | 1 | Ocean Intercept | 5 | 0.895 | 1 | Diameter Used For Flow Approximation & Depth Available | 104.5 | 20
1969 | 2154 | 17829 | 10007882 | 196541 | DSROD | Royal Oak Diversion | Gravity | Pipe | Buried | OP | CONC | None | 2003-12-09 | 47.1 | 46.85 | dwg | WI | Transmission | Legacy | 2 |  |  | 4 | 1200 | [5 empty] | 77128 | NA |  | 103.63 |  | WSL |  | Waikato,Te Kawerau a Maki,Ngāti Whātua,Ngāti Maru,Ngāti Whātua o Ōrākei,Ngāti Tamaoho,Ngāti Tamaterā,Ngāi Tai ki Tāmaki,Ngāti Hako,Te Ākitai Waiohua | 1.97 | 2 |  |  |  | no | 5 | 3 | 1 | CCTV NOT Available or Over 30 Years Old & Soil Type Available | 5 | 5 | 5 | 5 | 2 | Public Park & Sports Area | 1 | Aquifer - Onehunga Volcanic Aquifer | 1 | 1.06 | 1 | Diameter Used For Flow Approximation & Depth Available | 103.6269 | 16
4153 | 4435 | 930353 | 10087775 | 195264 | DSGLR | Glenfield Relief Branch Sewer TS4A New | Gravity | Pipe | Buried | OP | CONC | None | 2004-09-27 | 16.93 | 16.7 | dwg | NI | Transmission | Legacy | 2 |  |  | 4 | 1290 | [5 empty] | 64704 | NA |  | 102.52 |  | WSL |  | Te Kawerau a Maki,Ngāti Whātua,Ngāti Maru,Ngāti Whātua o Ōrākei,Ngāti Tamaoho,Ngāti Manuhiri,Te Patukirikiri,Ngāti Whanaunga,Ngāti Tamaterā,Ngāti Pāoa,Ngāi Tai ki Tāmaki,Ngāti Hako,Te Ākitai Waiohua | 2 | 2 | 2 | 2016 | te puna wai | no | 5 | 1 | 1 | CCTV Available (0-10 Years Old) & Soil Type Available | 5 | 5 | 5 | 5 | 2.5 | Property Parcels | 1 |  | 5 | 1.355 | 1 | Diameter Used For Flow Approximation & Depth Available | 102.5239 | 16
85 | 91 | 17442 | 10005410 | 194359 | DSEIN | Eastern Interceptor | Siphon | Pipe | In Tunnel | OP | CONC | None | 1964-06-30 |  |  | dwg | EI | Transmission | Legacy | 1 |  |  | 4 | 1600 | [5 empty] | 74866 | NA |  | 62.71 |  | WSL |  | Waikato,Te Kawerau a Maki,Ngāti Maru,Ngāti Whātua o Ōrākei,Ngāti Tamaoho,Ngāti Tamaterā,Ngāti Pāoa,Ngāi Tai ki Tāmaki,Ngāti Hako,Te Ākitai Waiohua | 2.46 | 2 |  |  |  | no | 5 | 1 | 2 | CCTV NOT Available or Over 30 Years Old & Soil Type Available | 5 | 5 | 5 | 5 | 5 | Property Parcels, KiwiRail | 1 |  | 1.5 | 2.005 | 1 | Diameter Used For Flow Approximation & Depth Available | 62.7115 | 16
87 | 93 | 16004 | 10005407 | 194712 | DSEIN | Eastern Interceptor | Siphon | Pipe | In Tunnel | OP | CONC | None | 1964-06-30 | 6.23 | 6.2 | dwg | EI | Transmission | Legacy | 1 |  |  | 4 | 1600 | [5 empty] | 74865 | NA |  | 62.7 |  | WSL |  | Waikato,Te Kawerau a Maki,Ngāti Maru,Ngāti Whātua o Ōrākei,Ngāti Tamaoho,Ngāti Tamaterā,Ngāti Pāoa,Ngāi Tai ki Tāmaki,Ngāti Hako,Te Ākitai Waiohua | 2.46 | 2 |  |  |  | no | 5 | 1 | 2 | CCTV NOT Available or Over 30 Years Old & Soil Type Available | 5 | 5 | 5 | 5 | 5 | Property Parcels, KiwiRail | 1 |  | 1.5 | 2.005 | 1 | Diameter Used For Flow Approximation & Depth Available | 62.7049 | 16
591 | 614 | 40061 | 10007077 | 195717 | DSORM | Orakei Main Sewer | Gravity | Pipe | Piered | OP | BRICK | None | 1911-06-30 | 5.62 | 5.6 | 1.0g | OM | Transmission | GP10003 | 1 |  |  | 4 | 1500 | [5 empty] | 76282 | NA |  | 43.33 |  | WSL |  | Te Kawerau a Maki,Ngāti Whātua,Ngāti Maru,Ngāti Whātua o Ōrākei,Ngāti Tamaoho,Ngāti Tamaterā,Ngāi Tai ki Tāmaki,Ngāti Hako,Te Ākitai Waiohua | 3.87 | 4 |  |  |  | no | 5 | 1 | 4 | CCTV NOT Available or Over 30 Years Old & Soil Type Available | 5 | 5 | 5 | 5 | 5 | Schools & Hospitals | 4 | Aquifer - Western Springs Volcanic Aquifer, NZ River Lines | 5 | 2.405 | 1 | Diameter Used For Flow Approximation & Depth Available | 43.3262 | 23 | Priority
41 | 43 | 15740 | 10008046 | 197030 | DSSIN | Southern Interceptor | Gravity | Pipe | Tunnelled | OP | CONC | None | 1964-06-30 | 11.37 | 11.34 | dwg | SI | Transmission | Legacy | 1 |  |  | 4 | 1200 | [5 empty] | 77266 | NA |  | 35.03 |  | WSL |  | Waikato,Te Kawerau a Maki,Ngāti Maru,Ngāti Tamaoho,Ngāti Whanaunga,Ngāti Tamaterā,Ngāi Tai ki Tāmaki,Ngāti Hako,Te Ākitai Waiohua | 3 | 3 | 3 | 2019 | CCTV Footage Review Log South_Latest.xls | no | 5 | 3 | 2 | CCTV Available (0-10 Years Old) & Soil Type Available | 5 | 5 | 5 | 5 | 5 | KiwiRail | 1 |  | 5 | 2.125 | 1 | Diameter Used For Flow Approximation & Depth Available | 35.0311 | 20
489 | 511 | 35133 | 10010268 | 194878 | DSEIN | Eastern Interceptor | Gravity | Pipe | Buried | OP | CONC | None | 1980-08-15 |  |  | dwg | EI | Transmission | GP08032 | 1 |  |  | 4 | 2100 | [5 empty] | 66374 | NA |  | 32.35 |  | WSL |  | Waikato,Te Kawerau a Maki,Ngāti Maru,Ngāti Whātua o Ōrākei,Ngāti Tamaoho,Ngāti Tamaterā,Ngāi Tai ki Tāmaki,Ngāti Hako,Te Ākitai Waiohua | 3 | 3 | 3 | 2009 | te puna wai | no | 5 | 1 | 2 | CCTV Available (10-20 Years Old) & Soil Type Available | 5 | 5 | 5 | 5 | 2.5 | Property Parcels | 1 |  | 1.5 | 1.235 | 1 | Diameter Used For Flow Approximation & Depth Available | 32.3531 | 20
4768 | 747106 | 5731537 | 0 | 180550 | DPORM | PS 64 Orakei | Gravity | Pipe | Buried | OP | CONC | None | 2010-04-30 | -0.73 | -2.5 | 0.1s | OM | Transmission | 2004352.00 | 2 |  |  |  | 1550 | ASBUILT | ASBUILT | ASBUILT | ASBUILT | CONS |  |  |  | 29.29 | ASBUILT | WSL |  | Waikato,Te Kawerau a Maki,Ngāti Whātua,Ngāti Maru,Ngāti Whātua o Ōrākei,Ngāti Tamaoho,Te Patukirikiri,Ngāti Whanaunga,Ngāti Tamaterā,Ngāti Pāoa,Ngāi Tai ki Tāmaki,Ngāti Hako,Te Ākitai Waiohua | 1.76 | 2 |  |  |  | no | 5 | 1 | 1 | CCTV NOT Available or Over 30 Years Old & Soil Type Available | 5 | 5 | 5 | 5 | 2.5 | Building Outlines | 1 |  | 1 | 1.215 | 1 | Diameter Used For Flow Approximation & Depth Available | 29.2939 | 16
3263 | 3527 | 918819 | 10088973 | 197229 | DSWAU | Wairau Branch Sewer TS4 | Gravity | Pipe | Buried | OP | CONC | None | 1960-01-01 |  |  | dwg | NI | Transmission | Legacy | 2 |  |  | 4 | 1220 | [5 empty] | 65481 | NA |  | 22.03 |  | WSL |  | Te Kawerau a Maki,Ngāti Whātua,Ngāti Maru,Ngāti Whātua o Ōrākei,Ngāti Tamaoho,Ngāti Manuhiri,Te Patukirikiri,Ngāti Whanaunga,Ngāti Tamaterā,Ngāti Pāoa,Ngāi Tai ki Tāmaki,Ngāti Hako,Te Ākitai Waiohua | 2.67 | 3 | 2 | 2015 | te puna wai | no | 5 | 1 | 3 | CCTV Available (0-10 Years Old) & Soil Type Available | 5 | 5 | 5 | 5 | 1 |  | 1 |  | 1.5 | 0.77 | 1 | Diameter Used For Flow Approximation & Depth Available | 22.0319 | 20
2881 | 3136 | 1673587 | 10082307 | 195166 | DSGLE | Glen Eden Branch | Gravity | Pipe | Buried | OP | CONC | None | 2012-12-17 |  | 0.91 | 0.1s | WI | Transmission | T0000449 | 2 |  |  | 4 | 1200 | [5 empty] | 75167 | NA |  | 21.53 |  | WSL |  | Te Kawerau a Maki,Ngāti Whātua,Ngāti Whātua o Ōrākei,Ngāti Tamaoho,Ngāti Tamaterā,Te Ākitai Waiohua | 1.97 | 2 |  |  |  | no | 5 | 3 | 1 | CCTV NOT Available or Over 30 Years Old & Soil Type Available | 5 | 5 | 5 | 5 | 1 |  | 1 |  | 1.5 | 0.77 | 1 | Diameter Used For Flow Approximation & Depth Available | 21.5343 | 16
4767 | 747047 | 16017 | 10007022 | 196383 | DSORM | Orakei Main Sewer | Gravity | Pipe | Buried | OP | CONC | None | 1959-06-30 | -0.69 | -0.72 | dwg | OM | Transmission | Legacy | 1 |  |  | 4 | 1600 | ASBUILT | ASBUILT | ASBUILT | ASBUILT | CONS | 76236 | NA |  | 10.31 | ASBUILT | WSL |  | Waikato,Te Kawerau a Maki,Ngāti Whātua,Ngāti Maru,Ngāti Whātua o Ōrākei,Ngāti Tamaoho,Te Patukirikiri,Ngāti Whanaunga,Ngāti Tamaterā,Ngāti Pāoa,Ngāi Tai ki Tāmaki,Ngāti Hako,Te Ākitai Waiohua | 2.56 | 3 | 1 | 2013 | te puna wai | no | 5 | 1 | 3 | CCTV Available (10-20 Years Old) & Soil Type Available | 5 | 5 | 5 | 5 | 1 |  | 1 |  | 1 | 0.755 | 1 | Diameter Used For Flow Approximation & Depth Available | 10.3126 | 20
348 | 360 | 17479 | 10009359 | 197375 | DSWIN | Western Interceptor | Gravity | Pipe | Buried | OP | CONC | None | 1964-06-30 |  |  | dwg | WI | Transmission | Legacy | 1 |  |  | 4 | 1350 | [5 empty] | 78474 | NA |  | 10.18 |  | WSL |  | Te Kawerau a Maki,Ngāti Whātua,Ngāti Whātua o Ōrākei,Ngāti Tamaoho,Ngāti Tamaterā,Te Ākitai Waiohua | 2.39 | 2 | 2 | 2016 | te puna wai | no | 5 | 3 | 2 | CCTV Available (0-10 Years Old) & Soil Type Available | 5 | 5 | 5 | 5 | 1 |  | 1 |  | 1.5 | 0.77 | 1 | Diameter Used For Flow Approximation & Depth Available | 10.1813 | 16
88 | 94 | 17440 | 10005411 | 194713 | DSEIN | Eastern Interceptor | Siphon | Pipe | Buried | OP | CONC | None | 1964-06-30 |  |  | dwg | EI | Transmission | Legacy | 1 |  |  | 4 | 1500 | [5 empty] | 74868 | NA |  | 5.71 |  | WSL |  | Waikato,Te Kawerau a Maki,Ngāti Maru,Ngāti Whātua o Ōrākei,Ngāti Tamaoho,Ngāti Tamaterā,Ngāti Pāoa,Ngāi Tai ki Tāmaki,Ngāti Hako,Te Ākitai Waiohua | 2.46 | 2 |  |  |  | no | 5 | 1 | 2 | CCTV NOT Available or Over 30 Years Old & Soil Type Available | 5 | 5 | 5 | 5 | 2.5 | Property Parcels | 1 |  | 1.5 | 1.235 | 1 | Diameter Used For Flow Approximation & Depth Available | 5.7148 | 16
86 | 92 | 17439 | 10005412 | 194207 | DSEIN | Eastern Interceptor | Siphon | Pipe | Buried | OP | CONC | None | 1964-06-30 |  |  | dwg | EI | Transmission | Legacy | 1 |  |  | 4 | 1500 | [5 empty] | 74867 | NA |  | 5.67 |  | WSL |  | Waikato,Te Kawerau a Maki,Ngāti Maru,Ngāti Whātua o Ōrākei,Ngāti Tamaoho,Ngāti Tamaterā,Ngāti Pāoa,Ngāi Tai ki Tāmaki,Ngāti Hako,Te Ākitai Waiohua | 2.46 | 2 |  |  |  | no | 5 | 1 | 2 | CCTV NOT Available or Over 30 Years Old & Soil Type Available | 5 | 5 | 5 | 5 | 2.5 | Property Parcels | 1 |  | 1.5 | 1.235 | 1 | Diameter Used For Flow Approximation & Depth Available | 5.6725 | 16
203 | 215 | 35151 | 10008361 | 316161 | DSSWI | Southwestern Interceptor | Gravity | Pipe | Buried | OP | CONC | None | 1999-06-30 | 1.98 |  | dwg | SW | Transmission | GP08032 | 1 |  |  | 4 | 1600 | [5 empty] | 77516 | NA |  | 4.96 |  | WSL |  | Waikato,Te Kawerau a Maki,Ngāti Maru,Ngāti Whātua o Ōrākei,Ngāti Tamaoho,Ngāti Tamaterā,Ngāi Tai ki Tāmaki,Ngāti Hako,Te Ākitai Waiohua | 3 | 3 | 3 | 2012 | te puna wai | no | 5 | 1 | 1 | CCTV Available (10-20 Years Old) & Soil Type Available | 5 | 5 | 5 | 5 | 2.5 | Property Parcels | 1 |  | 1.5 | 1.235 | 1 | Diameter Used For Flow Approximation & Depth Available | 4.9644 | 20
4132 | 4414 | 929748 | 10088963 | 197623 | DSWAU | Wairau Branch Sewer TS4 | Gravity | Pipe | Buried | OP | CONC | None | 1960-01-01 |  |  | dwg | NI | Transmission | Legacy | 2 |  |  | 4 | 1220 | [5 empty] | 65472 | NA |  | 4.86 |  | WSL |  | Te Kawerau a Maki,Ngāti Whātua,Ngāti Maru,Ngāti Whātua o Ōrākei,Ngāti Tamaoho,Ngāti Manuhiri,Te Patukirikiri,Ngāti Whanaunga,Ngāti Tamaterā,Ngāti Pāoa,Ngāi Tai ki Tāmaki,Ngāti Hako,Te Ākitai Waiohua | 3.17 | 3 |  |  |  | no | 5 | 1 | 3 | CCTV NOT Available or Over 30 Years Old & Soil Type Available | 5 | 5 | 5 | 5 | 2.5 | Property Parcels | 1 |  | 1.5 | 1.235 | 1 | Diameter Used For Flow Approximation & Depth Available | 4.861 | 20
3799 | 4074 | 909865 | 10088970 | 197436 | DSWAU | Wairau Branch Sewer TS4 | Gravity | Pipe | Buried | OP | CONC | None | 1960-01-01 |  |  | dwg | NI | Transmission | Legacy | 2 |  |  | 4 | 1220 | [5 empty] | 65496 | NA |  | 4.05 |  | WSL |  | Te Kawerau a Maki,Ngāti Whātua,Ngāti Maru,Ngāti Whātua o Ōrākei,Ngāti Tamaoho,Ngāti Manuhiri,Te Patukirikiri,Ngāti Whanaunga,Ngāti Tamaterā,Ngāti Pāoa,Ngāi Tai ki Tāmaki,Ngāti Hako,Te Ākitai Waiohua | 2.67 | 3 | 2 | 2015 | te puna wai | no | 5 | 1 | 3 | CCTV Available (0-10 Years Old) & Soil Type Available | 5 | 5 | 5 | 5 | 2.5 | Property Parcels | 1 |  | 1.5 | 1.235 | 1 | Diameter Used For Flow Approximation & Depth Available | 4.0497 | 20
2935 | 3193 | 959790 | 10084901 | 195080 | DSLGB | Long Bay Branch Sewer TS31 | Gravity | Tunnel | Buried | OP | CONC | None | 2013-06-13 | -0.41 | -2.08 | 0.1s | NI | Transmission | R0005357 | 2 |  |  | 4 | 1980 | [5 empty] | 64996 | NA |  | 617.48 |  | WSL |  | Te Kawerau a Maki,Ngāti Whātua,Ngāti Maru,Ngāti Whātua o Ōrākei,Ngāti Tamaoho,Ngāti Manuhiri,Te Patukirikiri,Ngāti Whanaunga,Ngāti Tamaterā,Ngāti Pāoa,Ngāi Tai ki Tāmaki,Ngāti Hako,Te Ākitai Waiohua | 1.59 | 2 |  |  |  | no | 3 | 3 | 1 | CCTV NOT Available or Over 30 Years Old & Soil Type Not Available | 5 | 5 | 5 | 5 | 2.5 | Property Parcels, Building Outlines | 4 | Place Of Historic Heritage - Middens/terraces R10_201 and ditch R10_1098, including fig trees, NZ River Lines | 5 | 1.635 | 1 | Diameter Used For Flow Approximation & Depth Available | 617.4768 | 16
447 | 465 | 16655 | 10009280 | 197751 | DSWIN | Western Interceptor | Siphon | Pipe | Buried | OP | CONC | None | 1964-06-30 | -1.04 | 7.14 | dwg | WI | Transmission | RK_DU2607 | 1 |  |  | 4 | 1600 | [5 empty] | 78390 | NA |  | 445.77 |  | WSL |  | Waikato,Te Kawerau a Maki,Ngāti Maru,Ngāti Whātua o Ōrākei,Ngāti Tamaoho,Ngāti Tamaterā,Ngāi Tai ki Tāmaki,Ngāti Hako,Te Ākitai Waiohua | 2.29 | 2 |  |  |  | no | 3 | 3 | 2 | CCTV NOT Available or Over 30 Years Old & Soil Type Available | 5 | 5 | 5 | 5 | 2.5 | Property Parcels, Building Outlines | 1 | Aquifer - Auckland Isthmus Volcanic Aquifer | 1.5 | 1.235 | 1 | Diameter Used For Flow Approximation & Depth Available | 445.7724 | 16
471 | 491 | 17045 | 10009240 | 197743 | DSWIN | Western Interceptor | Gravity | Pipe | Buried | OP | CONC | PVC | 1964-06-30 | 2.23 | 2 | dwg | WI | Transmission | DU2804 | 1 |  |  | 4 | 1549 | [5 empty] | 78378 | NA |  | 291.03 |  | WSL |  | Waikato,Te Kawerau a Maki,Ngāti Maru,Ngāti Whātua o Ōrākei,Ngāti Tamaoho,Ngāti Tamaterā,Ngāi Tai ki Tāmaki,Ngāti Hako,Te Ākitai Waiohua | 4 | 4 | 4 | 2009 | te puna wai | no | 3 | 3 | 1 | CCTV Available (10-20 Years Old) & Soil Type Available | 5 | 5 | 5 | 5 | 2.5 | Property Parcels | 1 |  | 5 | 1.355 | 1 | Diameter Used For Flow Approximation & Depth Available | 291.03 | 23 | Defer to NI comisisoning
4823 | 766204 | 5871941 | 0 | 82891782 | DSGLD | Glendowie Branch | Gravity | Tunnel | Buried | OP | CONC | None | 2021-01-11 | -3.92 | -4.68 | 0.1s | EI | Transmission | 2012200.00 | 2 |  |  |  | 2100 | ASBUILT | ASBUILT | ASBUILT | ASBUILT | CONS | 82858414 |  |  | 277.24 | ASBUILT | WSL |  |  | 1.59 | 2 |  |  |  | no | 3 | 3 | 1 | CCTV NOT Available or Over 30 Years Old & Soil Type Not Available | 5 | 5 | 5 | 5 | 1 |  | 1 | Significant Ecological Area - SEA_T_6096 | 1.5 | 0.77 | 1 | Diameter Used For Flow Approximation & Depth Available | 277.2426 | 16
4824 | 766207 | 5871940 | 0 | 82891786 | DSGLD | Glendowie Branch | Gravity | Tunnel | Buried | OP | CONC | None | 2021-01-11 | -3.24 | -3.84 | 0.1s | EI | Transmission | 2012200.00 | 2 |  |  |  | 2100 | ASBUILT | ASBUILT | ASBUILT | ASBUILT | CONS | 82858413 |  |  | 227.29 | ASBUILT | WSL |  |  | 1.59 | 2 |  |  |  | no | 3 | 3 | 1 | CCTV NOT Available or Over 30 Years Old & Soil Type Not Available | 5 | 5 | 5 | 5 | 5 | Schools & Hospitals | 1 |  | 1.5 | 2.005 | 1 | Diameter Used For Flow Approximation & Depth Available | 227.2922 | 16
163 | 174 | 17044 | 10009241 | 197960 | DSWIN | Western Interceptor | Gravity | Pipe | Buried | OP | CONC | PVC | 1964-06-30 | 2.43 | 2.23 | digH | WI | Transmission | DC08072 | 1 |  |  | 4 | 1549 | [5 empty] | 78381 | NA |  | 189.25 |  | WSL |  | Waikato,Te Kawerau a Maki,Ngāti Maru,Ngāti Whātua o Ōrākei,Ngāti Tamaoho,Ngāti Tamaterā,Ngāi Tai ki Tāmaki,Ngāti Hako,Te Ākitai Waiohua | 4 | 4 | 4 | 2008 | te puna wai | no | 3 | 3 | 1 | CCTV Available (10-20 Years Old) & Soil Type Available | 5 | 5 | 5 | 5 | 2.5 | Property Parcels | 1 | Significant Ecological Area - SEA_T_4348 | 1 | 1.215 | 1 | Diameter Used For Flow Approximation & Depth Available | 189.2495 | 23 | Defer to NI comisisoning
4836 | 768407 | 16933 | 10009254 | 197349 | DSWIN | Western Interceptor | Gravity | Pipe | Tunnelled | OP | CONC | None | 1964-06-30 | 10.24 | 10.01 | dwg | WI | Transmission | Legacy | 1 |  |  | 4 | 1200 | [5 empty] | 78486 | NA |  | 181.29 |  | WSL |  |  | 2.17 | 2 | 2 | 2016 | te puna wai | no | 3 | 3 | 2 | CCTV Available (0-10 Years Old) & Soil Type Not Available | 5 | 5 | 5 | 5 | 2.5 | Property Parcels, Building Outlines | 1 |  | 1.5 | 1.235 | 1 | Diameter Used For Flow Approximation & Depth Available | 181.2879 | 16
4821 | 766201 | 5871938 | 0 | 82891796 | DSGLD | Glendowie Branch | Gravity | Tunnel | Buried | OP | CONC | None | 2021-01-11 | -2.05 | -2.66 | 0.1s | EI | Transmission | 2012200.00 | 2 |  |  |  | 2100 | ASBUILT | ASBUILT | ASBUILT | ASBUILT | CONS | 82858411 |  |  | 174.96 | ASBUILT | WSL |  |  | 1.59 | 2 |  |  |  | no | 3 | 3 | 1 | CCTV NOT Available or Over 30 Years Old & Soil Type Not Available | 5 | 5 | 5 | 5 | 5 | Schools & Hospitals | 1 |  | 1.5 | 2.005 | 1 | Diameter Used For Flow Approximation & Depth Available | 174.9637 | 16
325 | 337 | 17889 | 10005426 | 194210 | DSEIN | Eastern Interceptor | Siphon | Pipe | In Tunnel | OP | CONC | None | 1964-06-30 |  |  | dwg | EI | Transmission | Legacy | 1 |  |  | 4 | 1600 | [5 empty] | 74879 | NA |  | 162.97 |  | WSL |  | Waikato,Te Kawerau a Maki,Ngāti Whātua,Ngāti Maru,Ngāti Whātua o Ōrākei,Ngāti Tamaoho,Ngāti Tamaterā,Ngāti Pāoa,Ngāi Tai ki Tāmaki,Ngāti Hako,Te Ākitai Waiohua | 2.29 | 2 |  |  |  | no | 3 | 3 | 2 | CCTV NOT Available or Over 30 Years Old & Soil Type Available | 5 | 5 | 5 | 5 | 2.5 | Property Parcels, Building Outlines | 1 | Aquifer - Auckland Isthmus Volcanic Aquifer | 1.5 | 1.235 | 1 | Diameter Used For Flow Approximation & Depth Available | 162.9733 | 16
326 | 338 | 17890 | 10005425 | 194716 | DSEIN | Eastern Interceptor | Siphon | Pipe | In Tunnel | OP | CONC | None | 1964-06-30 |  |  | dwg | EI | Transmission | Legacy | 1 |  |  | 4 | 1600 | [5 empty] | 74878 | NA |  | 162.97 |  | WSL |  | Waikato,Te Kawerau a Maki,Ngāti Whātua,Ngāti Maru,Ngāti Whātua o Ōrākei,Ngāti Tamaoho,Ngāti Tamaterā,Ngāti Pāoa,Ngāi Tai ki Tāmaki,Ngāti Hako,Te Ākitai Waiohua | 2.29 | 2 |  |  |  | no | 3 | 3 | 2 | CCTV NOT Available or Over 30 Years Old & Soil Type Available | 5 | 5 | 5 | 5 | 1 |  | 1 | Aquifer - Auckland Isthmus Volcanic Aquifer | 1.5 | 0.77 | 1 | Diameter Used For Flow Approximation & Depth Available | 162.9732 | 16
603 | 626 | 302832 | 10009281 | 197969 | DSWIN | Western Interceptor | Siphon | Pipe | Buried | OP | CONC | None | 1964-06-30 | -3.35 | -1.17 | dwg | WI | Transmission | RK_DU2607 | 1 |  |  | 4 | 1600 | [5 empty] | 78534 | NA |  | 137.28 |  | WSL |  | Waikato,Te Kawerau a Maki,Ngāti Maru,Ngāti Whātua o Ōrākei,Ngāti Tamaoho,Ngāti Tamaterā,Ngāi Tai ki Tāmaki,Ngāti Hako,Te Ākitai Waiohua | 2.29 | 2 |  |  |  | no | 3 | 3 | 2 | CCTV NOT Available or Over 30 Years Old & Soil Type Available | 5 | 5 | 5 | 5 | 1 |  | 1 | Ocean Intercept, Significant Ecological Area - SEA-M1-23b | 5 | 0.895 | 1 | Diameter Used For Flow Approximation & Depth Available | 137.2772 | 16
4826 | 766213 | 5871939 | 0 | 82891785 | DSGLD | Glendowie Branch | Gravity | Tunnel | Buried | OP | CONC | None | 2021-01-11 | -2.69 | -3.16 | 0.1s | EI | Transmission | 2012200.00 | 2 |  |  |  | 2100 | ASBUILT | ASBUILT | ASBUILT | ASBUILT | CONS | 82858412 |  |  | 128.04 | ASBUILT | WSL |  |  | 1.59 | 2 |  |  |  | no | 3 | 3 | 1 | CCTV NOT Available or Over 30 Years Old & Soil Type Not Available | 5 | 5 | 5 | 5 | 5 | Schools & Hospitals | 1 |  | 1.5 | 2.005 | 1 | Diameter Used For Flow Approximation & Depth Available | 128.042 | 16
2936 | 3194 | 959791 | 10084900 | 195760 | DSLGB | Long Bay Branch Sewer TS31 | Gravity | Tunnel | Buried | OP | CONC | None | 2013-06-13 | -2.09 | -2.61 | 0.1s | NI | Transmission | R0005357 | 2 |  |  | 4 | 1980 | [5 empty] | 64993 | NA |  | 100.36 |  | WSL |  | Te Kawerau a Maki,Ngāti Whātua,Ngāti Maru,Ngāti Whātua o Ōrākei,Ngāti Tamaoho,Ngāti Manuhiri,Te Patukirikiri,Ngāti Whanaunga,Ngāti Tamaterā,Ngāti Pāoa,Ngāi Tai ki Tāmaki,Ngāti Hako,Te Ākitai Waiohua | 1.59 | 2 |  |  |  | no | 3 | 3 | 1 | CCTV NOT Available or Over 30 Years Old & Soil Type Not Available | 5 | 5 | 5 | 5 | 2.5 | Property Parcels | 4 | NZ River Lines | 5 | 1.635 | 1 | Diameter Used For Flow Approximation & Depth Available | 100.3647 | 16
4820 | 766197 | 5871936 | 0 | 82891795 | DSGLD | Glendowie Branch | Gravity | Tunnel | Buried | OP | CONC | None | 2021-01-11 | -1.68 | -2.02 | 0.1s | EI | Transmission | 2012200.00 | 2 |  |  |  | 2100 | ASBUILT | ASBUILT | ASBUILT | ASBUILT | CONS | 82858410 |  |  | 92.25 | ASBUILT | WSL |  |  | 1.59 | 2 |  |  |  | no | 3 | 3 | 1 | CCTV NOT Available or Over 30 Years Old & Soil Type Not Available | 5 | 5 | 5 | 5 | 5 | Schools & Hospitals | 1 |  | 1.5 | 2.005 | 1 | Diameter Used For Flow Approximation & Depth Available | 92.2509 | 16
112 | 118 | 32089 | 10009270 | 197749 | DSWIN | Western Interceptor | Gravity | Pipe | Buried | OP | CONC | PVC | 2004-06-30 |  |  | digH | WI | Transmission | DC08072 | 1 |  |  | 4 | 1600 | [5 empty] | 78428 | NA |  | 73.48 |  | WSL |  | Waikato,Te Kawerau a Maki,Ngāti Maru,Ngāti Whātua o Ōrākei,Ngāti Tamaoho,Ngāti Tamaterā,Ngāi Tai ki Tāmaki,Ngāti Hako,Te Ākitai Waiohua | 2 | 2 | 2 | 2008 | te puna wai | no | 3 | 3 | 1 | CCTV Available (10-20 Years Old) & Soil Type Available | 5 | 5 | 5 | 5 | 2.5 | Property Parcels | 1 | Ocean Intercept, Significant Ecological Area - SEA_T_4348 | 5 | 1.355 | 1 | Diameter Used For Flow Approximation & Depth Available | 73.4847 | 16
4439 | 4735 | 4521905 | 10105096 | 196601 | DSPKE | Pukekohe Branch Sewer | Gravity | Pipe | Exposed | OP | FRP | None | 2017-10-01 |  |  | 0.1s | SI | Transmission | T0001199A | 2 |  |  | 4 | 1200 | [5 empty] | 76892 | NA |  | 73.46 |  | WSL |  |  | 1.59 | 2 |  |  |  | no | 3 | 3 | 1 | CCTV NOT Available or Over 30 Years Old & Soil Type Not Available | 5 | 5 | 5 | 5 | 2.5 | Property Parcels | 1 |  | 1.5 | 1.235 | 1 | Diameter Used For Flow Approximation & Depth Available | 73.4633 | 16
3802 | 4078 | 916638 | 10088180 | 195348 | DSMFB | Milford Beach Branch Sewer TS6C | Gravity | Pipe | Buried | OP | CONC | None | 1940-01-01 |  |  | dwg | NI | Transmission | Legacy | 2 |  |  | 4 | 1800 | [5 empty] | 65014 | NA |  | 63.62 |  | WSL |  | Te Kawerau a Maki,Ngāti Whātua,Ngāti Maru,Ngāti Whātua o Ōrākei,Ngāti Tamaoho,Ngāti Manuhiri,Te Patukirikiri,Ngāti Whanaunga,Ngāti Tamaterā,Ngāti Pāoa,Ngāi Tai ki Tāmaki,Ngāti Hako,Te Ākitai Waiohua | 3.71 | 4 |  |  |  | no | 3 | 3 | 4 | CCTV NOT Available or Over 30 Years Old & Soil Type Available | 5 | 5 | 5 | 5 | 2.5 | Property Parcels, Safe Swim Beach | 1 |  | 1.5 | 1.235 | 1 | Diameter Used For Flow Approximation & Depth Available | 63.6218 | 23 | Priority
2937 | 3195 | 959792 | 10084899 | 195229 | DSLGB | Long Bay Branch Sewer TS31 | Gravity | Tunnel | Buried | OP | CONC | None | 2013-06-13 | -2.65 | -2.81 | 0.1s | NI | Transmission | R0005357 | 2 |  |  | 4 | 1980 | [5 empty] | 64992 | NA |  | 62.05 |  | WSL |  | Te Kawerau a Maki,Ngāti Whātua,Ngāti Maru,Ngāti Whātua o Ōrākei,Ngāti Tamaoho,Ngāti Manuhiri,Te Patukirikiri,Ngāti Whanaunga,Ngāti Tamaterā,Ngāti Pāoa,Ngāi Tai ki Tāmaki,Ngāti Hako,Te Ākitai Waiohua | 1.59 | 2 |  |  |  | no | 3 | 3 | 1 | CCTV NOT Available or Over 30 Years Old & Soil Type Not Available | 5 | 5 | 5 | 5 | 2.5 | Property Parcels | 1 |  | 5 | 1.355 | 1 | Diameter Used For Flow Approximation & Depth Available | 62.0535 | 16
3977 | 4255 | 925392 | 10088182 | 195504 | DSMFB | Milford Beach Branch Sewer TS6C | Gravity | Pipe | Buried | OP | CONC | None | 1940-01-01 |  |  | dwg | NI | Transmission | Legacy | 2 |  |  | 4 | 1800 | [5 empty] | 65016 | NA |  | 46.56 |  | WSL |  | Te Kawerau a Maki,Ngāti Whātua,Ngāti Maru,Ngāti Whātua o Ōrākei,Ngāti Tamaoho,Ngāti Manuhiri,Te Patukirikiri,Ngāti Whanaunga,Ngāti Tamaterā,Ngāti Pāoa,Ngāi Tai ki Tāmaki,Ngāti Hako,Te Ākitai Waiohua | 3.71 | 4 |  |  |  | no | 3 | 3 | 4 | CCTV NOT Available or Over 30 Years Old & Soil Type Available | 5 | 5 | 5 | 5 | 1 | Safe Swim Beach | 1 |  | 1.5 | 0.77 | 1 | Diameter Used For Flow Approximation & Depth Available | 46.5599 | 23 | Priority
3897 | 4174 | 918125 | 10088173 | 195741 | DSMFB | Milford Beach Branch Sewer TS6C | Gravity | Pipe | Buried | OP | CONC | None | 1940-01-01 |  |  | dwg | NI | Transmission | Legacy | 2 |  |  | 4 | 1800 | [5 empty] | 65007 | NA |  | 39.15 |  | WSL |  | Te Kawerau a Maki,Ngāti Whātua,Ngāti Maru,Ngāti Whātua o Ōrākei,Ngāti Tamaoho,Ngāti Manuhiri,Te Patukirikiri,Ngāti Whanaunga,Ngāti Tamaterā,Ngāti Pāoa,Ngāi Tai ki Tāmaki,Ngāti Hako,Te Ākitai Waiohua | 3.71 | 4 |  |  |  | no | 3 | 3 | 4 | CCTV NOT Available or Over 30 Years Old & Soil Type Available | 5 | 5 | 5 | 5 | 1 |  | 1 |  | 1.5 | 0.77 | 1 | Diameter Used For Flow Approximation & Depth Available | 39.1524 | 23 | Priority
4822 | 766202 | 5871942 | 0 | 82891783 | DSGLD | Glendowie Branch | Gravity | Tunnel | Buried | OP | CONC | None | 2021-01-11 | -4.75 | -4.83 | 0.1s | EI | Transmission | 2012200.00 | 2 |  |  |  | 2100 | ASBUILT | ASBUILT | ASBUILT | ASBUILT | CONS | 82858415 |  |  | 34.19 | ASBUILT | WSL |  |  | 1.59 | 2 |  |  |  | no | 3 | 3 | 1 | CCTV NOT Available or Over 30 Years Old & Soil Type Not Available | 5 | 5 | 5 | 5 | 1 |  | 4 | Significant Ecological Area - SEA_T_6096, NZ River Lines | 1.5 | 1.05 | 1 | Diameter Used For Flow Approximation & Depth Available | 34.1913 | 16
4825 | 766208 | 5871937 | 0 | 82891828 | DSGLD | Glendowie Branch | Gravity | Tunnel | Buried | OP | CONC | None | 2021-01-11 | -2.05 |  | 0.1s | EI | Transmission | 2012200.00 | 2 |  |  |  | 1350 | ASBUILT | ASBUILT | ASBUILT | ASBUILT | CONS | 82858407 |  |  | 24.57 | ASBUILT | WSL |  |  | 1.59 | 2 |  |  |  | no | 3 | 3 | 1 | CCTV NOT Available or Over 30 Years Old & Soil Type Not Available | 5 | 5 | 5 | 5 | 5 | Schools & Hospitals | 1 |  | 1.5 | 2.005 | 1 | Diameter Used For Flow Approximation & Depth Available | 24.5664 | 16
4837 | 768471 | 17476 | 10099303 | 197376 | DSWIN | Western Interceptor | Gravity | Pipe | Buried | OP | CONC | None | 1964-06-30 | 10.01 | 9.94 | dwg | WI | Transmission | Legacy | 1 |  |  | 4 | 1200 | [5 empty] | 78487 | NA |  | 21.53 |  | WSL |  |  | 3 | 3 | 3 | 2016 | te puna wai | no | 3 | 3 | 2 | CCTV Available (0-10 Years Old) & Soil Type Not Available | 5 | 5 | 5 | 5 | 2.5 | Property Parcels, Building Outlines | 1 |  | 1.5 | 1.235 | 1 | Diameter Used For Flow Approximation & Depth Available | 21.5283 | 20
4475 | 4771 | 4542868 | 10105323 | 197890 | DSTPW | Fred Thomas Drive Pump Station | Gravity | Pipe | Buried | OP | CONC | None | 2017-12-12 |  |  | dwg | NI | Transmission | T0001201 | 2 |  |  | 4 | 1200 | [5 empty] | 65440 | NA |  | 12.67 |  | WSL |  | Te Kawerau a Maki,Ngāti Whātua,Ngāti Maru,Ngāti Whātua o Ōrākei,Ngāti Tamaoho,Ngāti Manuhiri,Te Patukirikiri,Ngāti Whanaunga,Ngāti Tamaterā,Ngāti Pāoa,Ngāi Tai ki Tāmaki,Ngāti Hako,Te Ākitai Waiohua | 1.8 | 2 |  |  |  | no | 3 | 5 | 1 | CCTV NOT Available or Over 30 Years Old & Soil Type Available | 5 | 5 | 5 | 5 | 2.5 | Property Parcels, Building Outlines | 1 |  | 1.5 | 1.235 | 1 | Diameter Used For Flow Approximation & Depth Available | 12.6708 | 16
258 | 270 | 17517 | 10099260 | 196444 | DSORM | Orakei Main Sewer | Gravity | Pipe | Buried | OP | BRICK | None | 1911-06-30 | 1.87 | 1.87 | 0.1s | OM | Transmission | DC11040 | 1 |  |  | 4 | 2100 | [5 empty] | 76242 | NA |  | 11.15 |  | WSL |  | Waikato,Te Kawerau a Maki,Ngāti Whātua,Ngāti Maru,Ngāti Whātua o Ōrākei,Ngāti Tamaoho,Te Patukirikiri,Ngāti Tamaterā,Ngāti Pāoa,Ngāi Tai ki Tāmaki,Ngāti Hako,Te Ākitai Waiohua | 3.49 | 3 |  |  |  | no | 3 | 1 | 4 | CCTV NOT Available or Over 30 Years Old & Soil Type Available | 5 | 5 | 5 | 5 | 2.5 | Building Outlines | 1 | Significant Ecological Area - SEA_T_6171 | 1 | 1.215 | 1 | Diameter Used For Flow Approximation & Depth Available | 11.1455 | 20
111 | 117 | 32090 | 10009271 | 197793 | DSWIN | Western Interceptor | Gravity | Pipe | Buried | OP | CONC | PVC | 2002-08-26 |  |  | digH | WI | Transmission | DC08072 | 1 |  |  | 4 | 1600 | [5 empty] | 78445 | NA |  | 10.55 |  | WSL |  | Waikato,Te Kawerau a Maki,Ngāti Maru,Ngāti Whātua o Ōrākei,Ngāti Tamaoho,Ngāti Tamaterā,Ngāi Tai ki Tāmaki,Ngāti Hako,Te Ākitai Waiohua | 3 | 3 | 3 | 2008 | te puna wai | no | 3 | 3 | 1 | CCTV Available (10-20 Years Old) & Soil Type Available | 5 | 5 | 5 | 5 | 2.5 | Property Parcels | 1 | Significant Ecological Area - SEA_T_4348 | 1.5 | 1.235 | 1 | Diameter Used For Flow Approximation & Depth Available | 10.5538 | 20
4448 | 4744 | 4522976 | 10106873 | 196603 | DSPKE | Pukekohe Branch Sewer | Gravity | Pipe | Exposed | OP | CONC | None | 2017-10-01 |  |  | 0.1s | SI | Transmission | T0001199A | 2 |  |  | 4 | 1200 | [5 empty] | 76891 | NA |  | 5.72 |  | WSL |  |  | 1.59 | 2 |  |  |  | no | 3 | 3 | 1 | CCTV NOT Available or Over 30 Years Old & Soil Type Not Available | 5 | 5 | 5 | 5 | 2.5 | Property Parcels, Building Outlines | 1 |  | 1.5 | 1.235 | 1 | Diameter Used For Flow Approximation & Depth Available | 5.7199 | 16
1735 | 1891 | 17504 | 10099230 | 193857 | DSB3C | Branch 3C Khyber Pass | Gravity | Channel | Buried | OP | BRICK | None | 1927-06-30 |  |  | dwg | OM | Transmission | Legacy | 2 |  |  | 4 | 1600 | [5 empty] | 74396 | NA |  | 3.16 |  | WSL |  | Waikato,Te Kawerau a Maki,Ngāti Whātua,Ngāti Maru,Ngāti Whātua o Ōrākei,Ngāti Tamaoho,Te Patukirikiri,Ngāti Tamaterā,Ngāti Pāoa,Ngāi Tai ki Tāmaki,Ngāti Hako,Te Ākitai Waiohua | 2.79 | 3 |  |  |  | no | 3 | 1 | 3 | CCTV NOT Available or Over 30 Years Old & Soil Type Available | 5 | 5 | 5 | 5 | 1 |  | 1 |  | 1.5 | 0.77 | 1 | Diameter Used For Flow Approximation & Depth Available | 3.1601 | 20
443 | 461 | 28380 | 10009272 | 197352 | DSWIN | Western Interceptor | Siphon | Pipe | In Chamber | OP | CLS | None | 1964-06-30 |  |  | dwg | WI | Transmission | RK_DU2707 | 1 |  |  | 4 | 1600 | [5 empty] | 78458 | NA |  | 2.8 |  | WSL |  | Waikato,Te Kawerau a Maki,Ngāti Maru,Ngāti Whātua o Ōrākei,Ngāti Tamaoho,Ngāti Tamaterā,Ngāi Tai ki Tāmaki,Ngāti Hako,Te Ākitai Waiohua | 4.41 | 4 |  |  |  | no | 3 | 3 | 5 | CCTV NOT Available or Over 30 Years Old & Soil Type Available | 5 | 5 | 5 | 5 | 1 |  | 1 |  | 1.5 | 0.77 | 1 | Diameter Used For Flow Approximation & Depth Available | 2.7973 | 23 | Defer to NI comisisoning
4555 | 5099 | 938924 | 10031895 | 17663 | DTROS | Rosedale Treatment Plant | Outfall | Tunnel | Buried | OP | CONC | None | 2010-07-16 |  |  | dwg | NI | Transmission | T0000399A | 4 |  |  | 4 | 3700 | [6 empty] | NA |  | 2008.79 |  | WSL |  | Te Kawerau a Maki,Ngāti Whātua,Ngāti Maru,Ngāti Whātua o Ōrākei,Ngāti Tamaoho,Ngāti Manuhiri,Te Patukirikiri,Ngāti Whanaunga,Ngāti Tamaterā,Ngāti Pāoa,Ngāi Tai ki Tāmaki,Ngāti Hako,Te Ākitai Waiohua | 1 | 1 |  |  |  | no | 1 | 1 | 1 | CCTV NOT Available or Over 30 Years Old & Soil Type Available | 5 | 5 | 5 | 5 | 3.5 | Property Parcels, Building Outlines, Public Park & Sports Area | 1 |  | 1.5 | 1.54 | 1 | Diameter Used For Flow Approximation & Depth Available | 2008.7895 | 11
353 | 365 | 17441 | 10005409 | 194867 | DSEIN | Eastern Interceptor | Siphon | Pipe | Buried | OP | CONC | None | 1964-06-30 |  |  | dwg | EI | Transmission | Legacy | 1 |  |  | 4 | 1600 | [5 empty] | 74864 | NA |  | 370.61 |  | WSL |  | Waikato,Te Kawerau a Maki,Ngāti Maru,Ngāti Whātua o Ōrākei,Ngāti Tamaoho,Ngāti Tamaterā,Ngāti Pāoa,Ngāi Tai ki Tāmaki,Ngāti Hako,Te Ākitai Waiohua | 1.92 | 2 |  |  |  | no | 1 | 3 | 2 | CCTV NOT Available or Over 30 Years Old & Soil Type Available | 5 | 5 | 5 | 5 | 5 | Property Parcels, KiwiRail, Building Outlines | 4 | NZ River Lines | 1.5 | 2.285 | 1 | Diameter Used For Flow Approximation & Depth Available | 370.6079 | 16
89 | 95 | 16003 | 10005408 | 194206 | DSEIN | Eastern Interceptor | Siphon | Pipe | Buried | OP | CONC | None | 1964-06-30 | 6.2 | 6.2 | dwg | EI | Transmission | Legacy | 1 |  |  | 4 | 1600 | [5 empty] | 74863 | NA |  | 357.32 |  | WSL |  | Waikato,Te Kawerau a Maki,Ngāti Maru,Ngāti Whātua o Ōrākei,Ngāti Tamaoho,Ngāti Tamaterā,Ngāti Pāoa,Ngāi Tai ki Tāmaki,Ngāti Hako,Te Ākitai Waiohua | 1.92 | 2 |  |  |  | no | 1 | 3 | 2 | CCTV NOT Available or Over 30 Years Old & Soil Type Available | 5 | 5 | 5 | 5 | 5 | Property Parcels, KiwiRail, Building Outlines | 4 | NZ River Lines | 1.5 | 2.285 | 1 | Diameter Used For Flow Approximation & Depth Available | 357.3214 | 16
4552 | 5093 | 915983 | 10082221 | 17670 | DTROS | Rosedale Treatment Plant | Outfall | Tunnel | Buried | OP | CONC | None | 2010-07-16 |  |  | dwg | NI | Transmission | T0000399A | 4 |  |  | 4 | 2700 | [6 empty] | NA |  | 339.85 |  | WSL |  | Te Kawerau a Maki,Ngāti Whātua,Ngāti Maru,Ngāti Whātua o Ōrākei,Ngāti Tamaoho,Ngāti Manuhiri,Te Patukirikiri,Ngāti Whanaunga,Ngāti Tamaterā,Ngāti Pāoa,Ngāi Tai ki Tāmaki,Ngāti Hako,Te Ākitai Waiohua | 1 | 1 |  |  |  | no | 1 | 1 | 1 | CCTV NOT Available or Over 30 Years Old & Soil Type Available | 5 | 5 | 5 | 5 | 1 |  | 1 |  | 1.5 | 0.77 | 1 | Diameter Used For Flow Approximation & Depth Available | 339.8504 | 11
152 | 158 | 16247 | 10005386 | 194353 | DSEIN | Eastern Interceptor | Gravity | Pipe | Buried | OP | CONC | None | 1964-06-30 | 2.14 | 1.92 | dwg | EI | Transmission | DU0603 | 1 |  |  | 4 | 2550 | [5 empty] | 74842 | NA |  | 264.77 |  | WSL |  | Waikato,Te Kawerau a Maki,Ngāti Maru,Ngāti Whātua o Ōrākei,Ngāti Tamaoho,Ngāti Tamaterā,Ngāi Tai ki Tāmaki,Ngāti Hako,Te Ākitai Waiohua | 2 | 2 | 2 | 2009 | te puna wai | no | 1 | 3 | 2 | CCTV Available (10-20 Years Old) & Soil Type Available | 5 | 5 | 5 | 5 | 3.5 | Property Parcels, Building Outlines | 1 |  | 5 | 1.665 | 1 | Modelled Flow Data Used & Depth Available | 264.765 | 16
328 | 340 | 17892 | 10005428 | 194363 | DSEIN | Eastern Interceptor | Siphon | Pipe | Buried | OP | CONC | None | 1964-06-30 | 7.97 |  | dwg | EI | Transmission | Legacy | 1 |  |  | 4 | 1600 | [5 empty] | 74881 | NA |  | 248.38 |  | WSL |  | Waikato,Te Kawerau a Maki,Ngāti Whātua,Ngāti Maru,Ngāti Whātua o Ōrākei,Ngāti Tamaoho,Ngāti Tamaterā,Ngāti Pāoa,Ngāi Tai ki Tāmaki,Ngāti Hako,Te Ākitai Waiohua | 1.71 | 2 |  |  |  | no | 1 | 1 | 2 | CCTV NOT Available or Over 30 Years Old & Soil Type Available | 5 | 5 | 5 | 5 | 5 | Property Parcels, KiwiRail, Building Outlines | 1 | Mana Whenua - Mutukaroa, Place Of Historic Heritage - Hamlins Hill/Mutukaroa Pa site R11_142 | 1.5 | 2.005 | 1 | Diameter Used For Flow Approximation & Depth Available | 248.3772 | 16
327 | 339 | 17891 | 10005427 | 194871 | DSEIN | Eastern Interceptor | Siphon | Pipe | Buried | OP | CONC | None | 1964-06-30 | 8.71 |  | dwg | EI | Transmission | Legacy | 1 |  |  | 4 | 1600 | [5 empty] | 74880 | NA |  | 248.12 |  | WSL |  | Waikato,Te Kawerau a Maki,Ngāti Whātua,Ngāti Maru,Ngāti Whātua o Ōrākei,Ngāti Tamaoho,Ngāti Tamaterā,Ngāti Pāoa,Ngāi Tai ki Tāmaki,Ngāti Hako,Te Ākitai Waiohua | 1.71 | 2 |  |  |  | no | 1 | 1 | 2 | CCTV NOT Available or Over 30 Years Old & Soil Type Available | 5 | 5 | 5 | 5 | 5 | Property Parcels, KiwiRail, Building Outlines | 1 | Mana Whenua - Mutukaroa, Place Of Historic Heritage - Hamlins Hill/Mutukaroa Pa site R11_142 | 1.5 | 2.005 | 1 | Diameter Used For Flow Approximation & Depth Available | 248.1191 | 16
438 | 456 | 24374 | 10008362 | 197551 | DSSWI | Southwestern Interceptor | Gravity | Pipe | Buried | OP | CONC | None | 1999-06-30 |  |  | dwg | SW | Transmission | GP08032 | 1 |  |  | 4 | 1600 | [5 empty] | 77517 | NA |  | 218.35 |  | WSL |  | Waikato,Te Kawerau a Maki,Ngāti Maru,Ngāti Whātua o Ōrākei,Ngāti Tamaoho,Ngāti Tamaterā,Ngāi Tai ki Tāmaki,Ngāti Hako,Te Ākitai Waiohua | 3 | 3 | 3 | 2012 | te puna wai | no | 1 | 3 | 1 | CCTV Available (10-20 Years Old) & Soil Type Available | 5 | 5 | 5 | 5 | 2.5 | Property Parcels | 1 |  | 1.5 | 1.235 | 1 | Diameter Used For Flow Approximation & Depth Available | 218.3486 | 20
3704 | 3979 | 909893 | 10089016 | 197915 | DSWAV | Wairau Valley Branch Sewer TS5 | Gravity | Pipe | Buried | OP | CONC | None | 1961-01-01 |  |  | dwg | NI | Transmission | Legacy | 2 |  |  | 4 | 1350 | [5 empty] | 65502 | NA |  | 188.5 |  | WSL |  | Te Kawerau a Maki,Ngāti Whātua,Ngāti Maru,Ngāti Whātua o Kaipara,Ngāti Whātua o Ōrākei,Ngāti Tamaoho,Ngāti Manuhiri,Te Patukirikiri,Ngāti Whanaunga,Ngāti Tamaterā,Ngāti Pāoa,Ngāi Tai ki Tāmaki,Ngāti Hako,Te Ākitai Waiohua | 4 | 4 | 4 | 2016 | te puna wai | no | 1 | 3 | 3 | CCTV Available (0-10 Years Old) & Soil Type Available | 5 | 5 | 5 | 5 | 5 | NZTA | 1 |  | 1.5 | 2.005 | 1 | Diameter Used For Flow Approximation & Depth Available | 188.4972 | 23 | Confirm scope of existing project
388 | 406 | 17053 | 10009282 | 197355 | DSWIN | Western Interceptor | Gravity | Pipe | Buried | OP | CONC | None | 1964-06-30 | 3.38 | -0.32 | dwg | WI | Transmission | RK_DU2607 | 1 |  |  | 4 | 1600 | [5 empty] | 78391 | NA |  | 177.62 |  | WSL |  | Waikato,Te Kawerau a Maki,Ngāti Whātua,Ngāti Maru,Ngāti Whātua o Ōrākei,Ngāti Tamaoho,Ngāti Tamaterā,Ngāi Tai ki Tāmaki,Ngāti Hako,Te Ākitai Waiohua | 1.71 | 2 |  |  |  | no | 1 | 1 | 2 | CCTV NOT Available or Over 30 Years Old & Soil Type Available | 5 | 5 | 5 | 5 | 2.5 | Property Parcels, Building Outlines, Safe Swim Beach | 1 | Ocean Intercept | 5 | 1.355 | 1 | Diameter Used For Flow Approximation & Depth Available | 177.6185 | 16
446 | 464 | 302811 | 10009239 | 197486 | DSWIN | Western Interceptor | Siphon | Pipe | Buried | OP | CONC | None | 1964-06-30 | -0.32 | -5.82 | dwg | WI | Transmission | RK_DU2607 | 1 |  |  | 4 | 1549 | [5 empty] | 78535 | NA |  | 148.38 |  | WSL |  | Te Kawerau a Maki,Ngāti Whātua,Ngāti Maru,Ngāti Whātua o Ōrākei,Ngāti Hako,Te Ākitai Waiohua | 1.71 | 2 |  |  |  | no | 1 | 1 | 2 | CCTV NOT Available or Over 30 Years Old & Soil Type Available | 5 | 5 | 5 | 5 | 1 | Safe Swim Beach | 1 | Ocean Intercept | 5 | 0.895 | 1 | Diameter Used For Flow Approximation & Depth Available | 148.3785 | 16
2750 | 2991 | 16308 | 10004810 | 193856 | DSB3C | Branch 3C Khyber Pass | Gravity | Pipe | Buried | OP | BRICK | None | 1927-06-30 | 63.9 | 63.14 | 0.1s | OM | Transmission | DC10026 | 2 |  |  | 4 | 1200 | [5 empty] | 74412 | NA |  | 132.94 |  | WSL |  | Waikato,Te Kawerau a Maki,Ngāti Whātua,Ngāti Maru,Ngāti Whātua o Ōrākei,Ngāti Tamaoho,Te Patukirikiri,Ngāti Tamaterā,Ngāti Pāoa,Ngāi Tai ki Tāmaki,Ngāti Hako,Te Ākitai Waiohua | 2.29 | 2 | 2 | 2012 | te puna wai | no | 1 | 1 | 3 | CCTV Available (10-20 Years Old) & Soil Type Available | 5 | 5 | 5 | 5 | 5 | Property Parcels, KiwiRail, Schools & Hospitals | 1 |  | 1 | 1.985 | 1 | Diameter Used For Flow Approximation & Depth Available | 132.9415 | 16
236 | 248 | 26864 | 10099276 | 196841 | DSSWI | Southwestern Interceptor | Gravity | Pipe | Tunnelled | OP | CONC | None | 1977-06-30 | 3.65 | 3.42 | dwg | SW | Transmission | Legacy | 1 |  |  | 4 | 2550 | [5 empty] | 77527 | NA |  | 124.29 |  | WSL |  | Waikato,Te Kawerau a Maki,Ngāti Maru,Ngāti Tamaoho,Ngāti Tamaterā,Ngāi Tai ki Tāmaki,Ngāti Hako,Te Ākitai Waiohua | 1.92 | 2 |  |  |  | no | 1 | 3 | 2 | CCTV NOT Available or Over 30 Years Old & Soil Type Available | 5 | 5 | 5 | 5 | 3.5 | Property Parcels, Building Outlines | 1 |  | 5 | 1.665 | 1 | Diameter Used For Flow Approximation & Depth Available | 124.2913 | 16
171 | 183 | 17050 | 10005443 | 194875 | DSEIN | Eastern Interceptor | Gravity | Pipe | Tunnelled | OP | CONC | None | 1964-06-30 | 12.64 | 12.61 | dwg | EI | Transmission | Legacy | 1 |  |  | 4 | 2100 | [5 empty] | 74898 | NA |  | 109.14 |  | WSL |  | Waikato,Te Kawerau a Maki,Ngāti Whātua,Ngāti Maru,Ngāti Whātua o Ōrākei,Ngāti Tamaoho,Te Patukirikiri,Ngāti Whanaunga,Ngāti Tamaterā,Ngāti Pāoa,Ngāi Tai ki Tāmaki,Ngāti Hako,Te Ākitai Waiohua | 3 | 3 | 3 | 2010 | CCTV Footage Review Log South_Latest.xls | no | 1 | 1 | 2 | CCTV Available (10-20 Years Old) & Soil Type Available | 5 | 5 | 5 | 5 | 1 |  | 1 |  | 5 | 0.895 | 1 | Diameter Used For Flow Approximation & Depth Available | 109.1369 | 20
122 | 128 | 15979 | 10008027 | 196727 | DSSIN | Southern Interceptor | Gravity | Pipe | Buried | OP | CONC | None | 1964-06-30 | 8.61 | 8.49 | dwg | SI | Transmission | Legacy | 1 |  |  | 4 | 1350 | [5 empty] | 77247 | NA |  | 106.95 |  | WSL |  | Waikato,Te Kawerau a Maki,Ngāti Maru,Ngāti Tamaoho,Ngāti Tamaterā,Ngāi Tai ki Tāmaki,Ngāti Hako,Te Ākitai Waiohua | 3 | 3 | 3 | 2019 | CCTV Footage Review Log South_Latest.xls | no | 1 | 3 | 2 | CCTV Available (0-10 Years Old) & Soil Type Available | 5 | 5 | 5 | 5 | 2.5 | Property Parcels, Building Outlines | 1 |  | 1 | 1.215 | 1 | Diameter Used For Flow Approximation & Depth Available | 106.9533 | 20
237 | 249 | 17009 | 10008370 | 197553 | DSSWI | Southwestern Interceptor | Gravity | Pipe | Buried | OP | CONC | None | 1977-06-30 | 3.24 | 3.11 | dwg | SW | Transmission | Legacy | 1 |  |  | 4 | 2550 | [5 empty] | 77524 | NA |  | 100.01 |  | WSL |  | Waikato,Te Kawerau a Maki,Ngāti Maru,Ngāti Tamaoho,Ngāti Tamaterā,Ngāi Tai ki Tāmaki,Ngāti Hako,Te Ākitai Waiohua | 1.92 | 2 |  |  |  | no | 1 | 3 | 2 | CCTV NOT Available or Over 30 Years Old & Soil Type Available | 5 | 5 | 5 | 5 | 3.5 | Property Parcels, Building Outlines | 1 |  | 5 | 1.665 | 1 | Diameter Used For Flow Approximation & Depth Available | 100.0069 | 16
463 | 483 | 15099 | 10005414 | 194360 | DSEIN | Eastern Interceptor | Gravity | Pipe | Buried | OP | CONC | None | 1964-06-30 |  | 6.72 | dwg | EI | Transmission | DU0603 | 1 |  |  | 4 | 2100 | [5 empty] | 74870 | NA |  | 88.93 |  | WSL |  | Waikato,Te Kawerau a Maki,Ngāti Maru,Ngāti Whātua o Ōrākei,Ngāti Tamaoho,Ngāti Tamaterā,Ngāti Pāoa,Ngāi Tai ki Tāmaki,Ngāti Hako,Te Ākitai Waiohua | 3 | 3 | 3 | 2009 | te puna wai | no | 1 | 3 | 2 | CCTV Available (10-20 Years Old) & Soil Type Available | 5 | 5 | 5 | 5 | 2.5 | Property Parcels, Building Outlines | 1 |  | 1.5 | 1.235 | 1 | Diameter Used For Flow Approximation & Depth Available | 88.9307 | 20
239 | 251 | 32747 | 10005413 | 194868 | DSEIN | Eastern Interceptor | Gravity | Pipe | Buried | OP | CONC | None | 1964-06-30 | 6.89 | 6.72 | appr | EI | Transmission | DU0603 | 1 |  |  | 4 | 2100 | [5 empty] | 74869 | NA |  | 82.21 |  | WSL |  | Waikato,Te Kawerau a Maki,Ngāti Maru,Ngāti Whātua o Ōrākei,Ngāti Tamaoho,Ngāti Tamaterā,Ngāti Pāoa,Ngāi Tai ki Tāmaki,Ngāti Hako,Te Ākitai Waiohua | 1.92 | 2 |  |  |  | no | 1 | 3 | 2 | CCTV NOT Available or Over 30 Years Old & Soil Type Available | 5 | 5 | 5 | 5 | 2.5 | Property Parcels, Building Outlines | 1 |  | 5 | 1.355 | 1 | Diameter Used For Flow Approximation & Depth Available | 82.2137 | 16
174 | 186 | 17057 | 10009283 | 197796 | DSWIN | Western Interceptor | Siphon | Pipe | Buried | OP | CONC | None | 1964-06-30 | 4.76 | 3.38 | dwg | WI | Transmission | Legacy | 1 |  |  | 4 | 1600 | [5 empty] | 78392 | NA |  | 80.22 |  | WSL |  | Waikato,Te Kawerau a Maki,Ngāti Whātua,Ngāti Maru,Ngāti Whātua o Ōrākei,Ngāti Tamaoho,Ngāti Tamaterā,Ngāi Tai ki Tāmaki,Ngāti Hako,Te Ākitai Waiohua | 2 | 2 | 2 | 2001 | te puna wai | no | 1 | 1 | 2 | CCTV Available (20-30 Years Old) & Soil Type Available | 5 | 5 | 5 | 5 | 1 |  | 1 |  | 1.5 | 0.77 | 1 | Diameter Used For Flow Approximation & Depth Available | 80.2156 | 16
198 | 210 | 15620 | 10007057 | 195712 | DSORM | Orakei Main Sewer | Gravity | Pipe | Buried | OP | BRICK | None | 1911-06-30 | 2.48 | 2.45 | dwg | OM | Transmission | Legacy | 1 |  |  | 4 | 2362 | [5 empty] | 76253 | NA |  | 75.71 |  | WSL |  | Te Kawerau a Maki,Ngāti Whātua,Ngāti Maru,Ngāti Whātua o Ōrākei,Ngāti Tamaoho,Te Patukirikiri,Ngāti Tamaterā,Ngāti Pāoa,Ngāi Tai ki Tāmaki,Ngāti Hako,Te Ākitai Waiohua | 2.8 | 3 | 2 | 2013 | CCTV Footage Review Log South_Latest.xls | no | 1 | 1 | 4 | CCTV Available (10-20 Years Old) & Soil Type Available | 5 | 5 | 5 | 5 | 2.5 | Building Outlines | 1 | Place Of Historic Heritage - Auckland Domain/Pukekaroa/Pukekawa Hill Pa site R11_105, including pits, terraces, midden, house sites, structures, memorials, water supply site, ponds, roads, g | 5 | 1.355 | 1 | Diameter Used For Flow Approximation & Depth Available | 75.7062 | 20
4794 | 754844 | 5809524 | 10005418 | 82807217 | DSEIN | Eastern Interceptor | Gravity | Pipe | Buried | OP | CONC | Conc | 1964-06-30 | 7.4 | 7.24 | dwg | EI | Transmission | DU0603 | 1 |  |  | 4 | 2100 |  |  |  |  | SPLIT | 74874 | NA |  | 70.36 |  | WSL |  | Waikato,Te Kawerau a Maki,Ngāti Maru,Ngāti Whātua o Ōrākei,Ngāti Tamaoho,Ngāti Tamaterā,Ngāti Pāoa,Ngāi Tai ki Tāmaki,Ngāti Hako,Te Ākitai Waiohua | 1 | 1 |  |  |  | no | 1 | 1 | 1 | CCTV NOT Available or Over 30 Years Old & Soil Type Available | 5 | 5 | 5 | 5 | 2.5 | Property Parcels, Building Outlines | 1 | Aquifer - Auckland Isthmus Volcanic Aquifer | 1 | 1.215 | 1 | Diameter Used For Flow Approximation & Depth Available | 70.3557 | 11
199 | 211 | 15621 | 10007058 | 196430 | DSORM | Orakei Main Sewer | Gravity | Pipe | Buried | OP | BRICK | None | 1911-06-30 | 2.56 | 2.48 | dwg | OM | Transmission | Legacy | 1 |  |  | 4 | 2362 | [5 empty] | 76254 | NA |  | 69.12 |  | WSL |  | Te Kawerau a Maki,Ngāti Whātua,Ngāti Maru,Ngāti Whātua o Ōrākei,Ngāti Tamaoho,Te Patukirikiri,Ngāti Tamaterā,Ngāti Pāoa,Ngāi Tai ki Tāmaki,Ngāti Hako,Te Ākitai Waiohua | 2.8 | 3 | 2 | 2013 | CCTV Footage Review Log South_Latest.xls | no | 1 | 1 | 4 | CCTV Available (10-20 Years Old) & Soil Type Available | 5 | 5 | 5 | 5 | 1 |  | 1 | Place Of Historic Heritage - Auckland Domain/Pukekaroa/Pukekawa Hill Pa site R11_105, including pits, terraces, midden, house sites, structures, memorials, water supply site, ponds, roads, g | 5 | 0.895 | 1 | Diameter Used For Flow Approximation & Depth Available | 69.118 | 20
3849 | 4126 | 912571 | 10089026 | 82593962 | DSWAV | Wairau Valley Branch Sewer TS5 | Gravity | Pipe | Bridged | OP | CONC | None | 1961-01-01 |  |  | dwg | NI | Transmission | Legacy | 2 |  |  | 4 | 1350 | ASBUILT | ASBUILT | ASBUILT | ASBUILT | CONS | 65513 | NA |  | 67.82 | ASBUILT | WSL |  | Te Kawerau a Maki,Ngāti Whātua,Ngāti Maru,Ngāti Whātua o Kaipara,Ngāti Whātua o Ōrākei,Ngāti Tamaoho,Ngāti Manuhiri,Te Patukirikiri,Ngāti Whanaunga,Ngāti Tamaterā,Ngāti Pāoa,Ngāi Tai ki Tāmaki,Ngāti Hako,Te Ākitai Waiohua | 2.41 | 2 |  |  |  | no | 1 | 1 | 3 | CCTV NOT Available or Over 30 Years Old & Soil Type Not Available | 5 | 5 | 5 | 5 | 1 |  | 1 | Significant Ecological Area - SEA_T_8091A | 1.5 | 0.77 | 1 | Diameter Used For Flow Approximation & Depth Available | 67.8218 | 16
247 | 259 | 16941 | 10009354 | 197986 | DSWIN | Western Interceptor | Gravity | Pipe | Buried | OP | CONC | None | 1964-06-30 | 7.42 | 7.36 | dwg | WI | Transmission | Legacy | 1 |  |  | 4 | 1350 | [5 empty] | 78469 | NA |  | 59.13 |  | WSL |  | Te Kawerau a Maki,Ngāti Whātua,Ngāti Whātua o Ōrākei,Ngāti Tamaoho,Ngāti Tamaterā,Te Ākitai Waiohua | 2 | 2 | 2 | 2016 | te puna wai | no | 1 | 3 | 2 | CCTV Available (0-10 Years Old) & Soil Type Available | 5 | 5 | 5 | 5 | 2.5 | Property Parcels, Building Outlines | 1 |  | 1 | 1.215 | 1 | Diameter Used For Flow Approximation & Depth Available | 59.1266 | 16
235 | 247 | 25085 | 10008371 | 196831 | DSSWI | Southwestern Interceptor | Gravity | Pipe | Buried | OP | CONC | None | 1977-06-30 | 3.42 | 3.26 | dwg | SW | Transmission | Legacy | 1 |  |  | 4 | 2550 | [5 empty] | 77525 | NA |  | 58.58 |  | WSL |  | Waikato,Te Kawerau a Maki,Ngāti Maru,Ngāti Tamaoho,Ngāti Tamaterā,Ngāi Tai ki Tāmaki,Ngāti Hako,Te Ākitai Waiohua | 1.92 | 2 |  |  |  | no | 1 | 3 | 2 | CCTV NOT Available or Over 30 Years Old & Soil Type Available | 5 | 5 | 5 | 5 | 3.5 | Property Parcels, Building Outlines | 1 |  | 5 | 1.665 | 1 | Diameter Used For Flow Approximation & Depth Available | 58.5822 | 16
3220 | 3484 | 913276 | 10089023 | 197236 | DSWAV | Wairau Valley Branch Sewer TS5 | Gravity | Pipe | Buried | OP | CONC | None | 1961-01-01 |  |  | dwg | NI | Transmission | Legacy | 2 |  |  | 4 | 1350 | [5 empty] | 65510 | NA |  | 55.83 |  | WSL |  | Te Kawerau a Maki,Ngāti Whātua,Ngāti Maru,Ngāti Whātua o Kaipara,Ngāti Whātua o Ōrākei,Ngāti Tamaoho,Ngāti Manuhiri,Te Patukirikiri,Ngāti Whanaunga,Ngāti Tamaterā,Ngāti Pāoa,Ngāi Tai ki Tāmaki,Ngāti Hako,Te Ākitai Waiohua | 4 | 4 | 4 | 2016 | te puna wai | yes | 1 | 1 | 3 | CCTV Available (0-10 Years Old) & Soil Type Available | 5 | 5 | 5 | 5 | 2.5 | Property Parcels | 1 | Significant Ecological Area - SEA_T_8091A | 1.5 | 1.235 | 1 | Diameter Used For Flow Approximation & Depth Available | 55.8269 | 23 | Confirm scope of existing project
257 | 269 | 17515 | 10009266 | 197351 | DSWIN | Western Interceptor | Siphon | Pipe | Buried | OP | CONC | None | 1964-06-30 | 12.4 | 12.04 | dwg | WI | Transmission | Legacy | 1 |  |  | 4 | 1600 | [5 empty] | 78536 | NA |  | 55.37 |  | WSL |  | Waikato,Te Kawerau a Maki,Ngāti Whātua,Ngāti Maru,Ngāti Whātua o Ōrākei,Ngāti Tamaoho,Ngāti Tamaterā,Ngāi Tai ki Tāmaki,Ngāti Hako,Te Ākitai Waiohua | 3 | 3 | 3 | 2009 | te puna wai | no | 1 | 1 | 2 | CCTV Available (10-20 Years Old) & Soil Type Available | 5 | 5 | 5 | 5 | 1 |  | 1 |  | 1.5 | 0.77 | 1 | Diameter Used For Flow Approximation & Depth Available | 55.3668 | 20
3098 | 3359 | 909895 | 10089014 | 197441 | DSWAV | Wairau Valley Branch Sewer TS5 | Gravity | Pipe | Buried | OP | CONC | None | 1961-01-01 |  |  | dwg | NI | Transmission | Legacy | 2 |  |  | 4 | 1350 | [5 empty] | 65500 | NA |  | 51.65 |  | WSL |  | Te Kawerau a Maki,Ngāti Whātua,Ngāti Maru,Ngāti Whātua o Kaipara,Ngāti Whātua o Ōrākei,Ngāti Tamaoho,Ngāti Manuhiri,Te Patukirikiri,Ngāti Whanaunga,Ngāti Tamaterā,Ngāti Pāoa,Ngāi Tai ki Tāmaki,Ngāti Hako,Te Ākitai Waiohua | 2.62 | 3 |  |  |  | no | 1 | 3 | 3 | CCTV NOT Available or Over 30 Years Old & Soil Type Available | 5 | 5 | 5 | 5 | 2.5 | Property Parcels, Building Outlines | 1 |  | 1.5 | 1.235 | 1 | Modelled Flow Data Used & Depth Available | 51.6515 | 20
55 | 61 | 15086 | 10005436 | 194365 | DSEIN | Eastern Interceptor | Gravity | Pipe | Tunnelled | OP | CONC | None | 1964-06-30 | 10.73 | 10.69 | dwg | EI | Transmission | Legacy | 1 |  |  | 4 | 2100 | [5 empty] | 74888 | NA |  | 49.2 |  | WSL |  | Waikato,Te Kawerau a Maki,Ngāti Whātua,Ngāti Maru,Ngāti Whātua o Ōrākei,Ngāti Tamaoho,Ngāti Whanaunga,Ngāti Tamaterā,Ngāti Pāoa,Ngāi Tai ki Tāmaki,Ngāti Hako,Te Ākitai Waiohua | 3 | 3 | 3 | 2009 | te puna wai | no | 1 | 1 | 2 | CCTV Available (10-20 Years Old) & Soil Type Available | 5 | 5 | 5 | 5 | 2.5 | Property Parcels | 1 | Place Of Historic Heritage - Van Dammes Cottage | 5 | 1.355 | 1 | Diameter Used For Flow Approximation & Depth Available | 49.1961 | 20
197 | 209 | 15619 | 10007056 | 196288 | DSORM | Orakei Main Sewer | Gravity | Pipe | Buried | OP | VC | None | 1911-06-30 | 2.45 | 2.44 | dwg | OM | Transmission | Legacy | 1 |  |  | 4 | 2362 | [5 empty] | 76251 | NA |  | 48.94 |  | WSL |  | Te Kawerau a Maki,Ngāti Whātua,Ngāti Maru,Ngāti Whātua o Ōrākei,Ngāti Tamaoho,Te Patukirikiri,Ngāti Tamaterā,Ngāti Pāoa,Ngāi Tai ki Tāmaki,Ngāti Hako,Te Ākitai Waiohua | 2.8 | 3 | 2 | 2013 | CCTV Footage Review Log South_Latest.xls | no | 1 | 1 | 4 | CCTV Available (10-20 Years Old) & Soil Type Available | 5 | 5 | 5 | 5 | 2.5 | Building Outlines | 1 | Place Of Historic Heritage - Auckland Domain/Pukekaroa/Pukekawa Hill Pa site R11_105, including pits, terraces, midden, house sites, structures, memorials, water supply site, ponds, roads, g | 5 | 1.355 | 1 | Diameter Used For Flow Approximation & Depth Available | 48.9366 | 20
2889 | 3144 | 1675170 | 10078053 | 197469 | DSWHE | Whenuapai Branch | Gravity | Pipe | Buried | OP | CONC | None | 2012-11-22 | 10.16 | 9.91 | 0.1s | WI | Transmission | T0000299 | 2 |  |  | 4 | 1290 | [5 empty] | 78290 | NA |  | 48.31 |  | WSL |  | Te Kawerau a Maki,Ngāti Whātua,Ngāti Maru,Ngāti Whātua o Kaipara,Ngāti Whātua o Ōrākei,Ngāti Tamaoho,Ngāti Manuhiri,Ngāti Tamaterā,Ngāti Hako,Te Ākitai Waiohua | 2 | 2 | 2 | 2017 | CCTV Footage Review Log South_Latest.xls | no | 1 | 3 | 1 | CCTV Available (0-10 Years Old) & Soil Type Available | 5 | 5 | 5 | 5 | 1 |  | 1 |  | 5 | 0.895 | 1 | Diameter Used For Flow Approximation & Depth Available | 48.308 | 16
58 | 64 | 25086 | 10008368 | 197153 | DSSWI | Southwestern Interceptor | Gravity | Pipe | Buried | OP | CONC | None | 1977-06-30 |  | 3.11 | dwg | SW | Transmission | Legacy | 1 |  |  | 4 | 2550 | [5 empty] | 77522 | NA |  | 47.9 |  | WSL |  | Waikato,Te Kawerau a Maki,Ngāti Maru,Ngāti Tamaoho,Ngāti Tamaterā,Ngāi Tai ki Tāmaki,Ngāti Hako,Te Ākitai Waiohua | 1.92 | 2 |  |  |  | no | 1 | 3 | 2 | CCTV NOT Available or Over 30 Years Old & Soil Type Available | 5 | 5 | 5 | 5 | 2.5 | Property Parcels | 1 | Significant Ecological Area - SEA_T_6373a | 1.5 | 1.235 | 1 | Diameter Used For Flow Approximation & Depth Available | 47.8967 | 16
261 | 273 | 17533 | 10008803 | 197504 | DSTIN | Tamaki East Interceptor | Gravity | Pipe | Bridged | OP | CONC | None | 1973-06-30 | 8.13 | 8.07 | dwg | TE | Transmission | Legacy | 1 |  |  | 4 | 1350 | [5 empty] | 77982 | NA |  | 44.36 |  | WSL |  | Waikato,Ngāti Maru,Ngāti Tamaoho,Ngāti Whanaunga,Ngāti Tamaterā,Ngāti Pāoa,Ngāi Tai ki Tāmaki,Ngāti Hako,Te Ākitai Waiohua | 2 | 2 | 2 | 2008 | CCTV Footage Review Log South_Latest.xls | no | 1 | 1 | 2 | CCTV Available (10-20 Years Old) & Soil Type Not Available | 5 | 5 | 5 | 5 | 2.5 | Property Parcels | 1 | Ocean Intercept | 5 | 1.355 | 1 | Diameter Used For Flow Approximation & Depth Available | 44.3646 | 16
173 | 185 | 17055 | 10009319 | 197805 | DSWIN | Western Interceptor | Gravity | Pipe | Tunnelled | OP | CONC | None | 1964-06-30 | 3.68 | 3.63 | dwg | WI | Transmission | Legacy | 1 |  |  | 4 | 1350 | [5 empty] | 78430 | NA |  | 41.62 |  | WSL |  | Waikato,Te Kawerau a Maki,Ngāti Whātua,Ngāti Whātua o Ōrākei,Ngāti Tamaoho,Ngāti Tamaterā,Ngāi Tai ki Tāmaki,Te Ākitai Waiohua | 2 | 2 | 2 | 2016 | te puna wai | no | 1 | 3 | 2 | CCTV Available (0-10 Years Old) & Soil Type Available | 5 | 5 | 5 | 5 | 2.5 | Property Parcels | 1 |  | 5 | 1.355 | 1 | Diameter Used For Flow Approximation & Depth Available | 41.6151 | 16
4551 | 5092 | 906178 | 10082222 | 17671 | DTROS | Rosedale Treatment Plant | Outfall | Tunnel | Buried | OP | CONC | None | 2010-07-16 |  |  | dwg | NI | Transmission | T0000399A | 4 |  |  | 4 | 1650 | [6 empty] | NA |  | 40.56 |  | WSL |  | Te Kawerau a Maki,Ngāti Whātua,Ngāti Maru,Ngāti Whātua o Ōrākei,Ngāti Tamaoho,Ngāti Manuhiri,Te Patukirikiri,Ngāti Whanaunga,Ngāti Tamaterā,Ngāti Pāoa,Ngāi Tai ki Tāmaki,Ngāti Hako,Te Ākitai Waiohua | 1 | 1 |  |  |  | no | 1 | 1 | 1 | CCTV NOT Available or Over 30 Years Old & Soil Type Available | 5 | 5 | 5 | 5 | 2.5 | Property Parcels | 1 |  | 1.5 | 1.235 | 1 | Diameter Used For Flow Approximation & Depth Available | 40.5611 | 11
101 | 107 | 16428 | 10008793 | 197103 | DSTIN | Tamaki East Interceptor | Gravity | Pipe | Bridged | OP | CONC | None | 1973-06-30 | 5.55 | 5.53 | dwg | TE | Transmission | Legacy | 1 |  |  | 4 | 1350 | [5 empty] | 77971 | NA |  | 36.61 |  | WSL |  | Waikato,Te Kawerau a Maki,Ngāti Maru,Ngāti Tamaoho,Ngāti Whanaunga,Ngāti Tamaterā,Ngāti Pāoa,Ngāi Tai ki Tāmaki,Ngāti Hako,Te Ākitai Waiohua | 2 | 2 | 2 | 2008 | CCTV Footage Review Log South_Latest.xls | no | 1 | 1 | 2 | CCTV Available (10-20 Years Old) & Soil Type Not Available | 5 | 5 | 5 | 5 | 2.5 | Property Parcels | 1 |  | 1 | 1.215 | 1 | Diameter Used For Flow Approximation & Depth Available | 36.6088 | 16
414 | 432 | 15735 | 10008034 | 197027 | DSSIN | Southern Interceptor | Gravity | Pipe | Buried | OP | CONC | None | 1964-06-30 | 9.35 | 9.32 | dwg | SI | Transmission | Legacy | 1 |  |  | 4 | 1200 | [5 empty] | 77254 | NA |  | 33.69 |  | WSL |  | Waikato,Te Kawerau a Maki,Ngāti Maru,Ngāti Tamaoho,Ngāti Tamaterā,Ngāi Tai ki Tāmaki,Ngāti Hako,Te Ākitai Waiohua | 3 | 3 | 3 | 2019 | CCTV Footage Review Log South_Latest.xls | no | 1 | 3 | 2 | CCTV Available (0-10 Years Old) & Soil Type Available | 5 | 5 | 5 | 5 | 5 | KiwiRail, Schools & Hospitals | 1 |  | 5 | 2.125 | 1 | Diameter Used For Flow Approximation & Depth Available | 33.6928 | 20
220 | 232 | 16944 | 10009248 | 197745 | DSWIN | Western Interceptor | Gravity | Pipe | Bridged | OP | CONC | None | 1964-06-30 | 8.81 | 8.76 | digH | WI | Transmission | DU0503 | 1 |  |  | 4 | 1200 | [5 empty] | 78481 | NA |  | 30.3 |  | WSL |  | Te Kawerau a Maki,Ngāti Whātua,Ngāti Whātua o Ōrākei,Ngāti Tamaoho,Ngāti Tamaterā,Te Ākitai Waiohua | 3 | 3 | 3 | 2016 | te puna wai | no | 1 | 1 | 2 | CCTV Available (0-10 Years Old) & Soil Type Not Available | 5 | 5 | 5 | 5 | 2.5 | Property Parcels | 1 |  | 5 | 1.355 | 1 | Diameter Used For Flow Approximation & Depth Available | 30.3015 | 20
169 | 181 | 16539 | 10009305 | 197975 | DSWIN | Western Interceptor | Gravity | Pipe | Tunnelled | OP | CONC | None | 1964-06-30 | 2.13 | 2.11 | dwg | WI | Transmission | Legacy | 1 |  |  | 4 | 1350 | [5 empty] | 78416 | NA |  | 30 |  | WSL |  | Waikato,Te Kawerau a Maki,Ngāti Whātua,Ngāti Whātua o Ōrākei,Ngāti Tamaoho,Ngāti Tamaterā,Ngāi Tai ki Tāmaki,Te Ākitai Waiohua | 2 | 2 | 2 | 2016 | te puna wai | no | 1 | 3 | 2 | CCTV Available (0-10 Years Old) & Soil Type Available | 5 | 5 | 5 | 5 | 2.5 | Property Parcels | 1 |  | 5 | 1.355 | 1 | Diameter Used For Flow Approximation & Depth Available | 30.0021 | 16
241 | 253 | 16848 | 10009245 | 197961 | DSWIN | Western Interceptor | Gravity | Pipe | Tunnelled | OP | CONC | None | 1964-06-30 | 8.56 | 8.51 | dwg | WI | Transmission | Legacy | 1 |  |  | 4 | 1200 | [5 empty] | 78478 | NA |  | 29.99 |  | WSL |  | Te Kawerau a Maki,Ngāti Whātua,Ngāti Whātua o Ōrākei,Ngāti Tamaoho,Ngāti Tamaterā,Te Ākitai Waiohua | 3 | 3 | 3 | 2016 | te puna wai | no | 1 | 3 | 2 | CCTV Available (0-10 Years Old) & Soil Type Available | 5 | 5 | 5 | 5 | 2.5 | Property Parcels | 1 |  | 1 | 1.215 | 1 | Diameter Used For Flow Approximation & Depth Available | 30.3689 | 20
2876 | 3130 | 1673463 | 10082309 | 195016 | DSGLE | Glen Eden Branch | Gravity | Pipe | Buried | OP | CONC | None | 2012-12-17 | 0.84 | 0.84 | 0.1s | WI | Transmission | T0000449 | 2 |  |  | 4 | 1200 | [5 empty] | 75165 | NA |  | 29.08 |  | WSL |  | Te Kawerau a Maki,Ngāti Whātua,Ngāti Whātua o Ōrākei,Ngāti Tamaoho,Ngāti Tamaterā,Te Ākitai Waiohua | 1.21 | 1 |  |  |  | no | 1 | 3 | 1 | CCTV NOT Available or Over 30 Years Old & Soil Type Available | 5 | 5 | 5 | 5 | 1 |  | 1 |  | 5 | 0.895 | 1 | Diameter Used For Flow Approximation & Depth Available | 29.0802 | 11
384 | 400 | 17478 | 10009356 | 197814 | DSWIN | Western Interceptor | Gravity | Pipe | Buried | OP | CONC | None | 1964-06-30 | 7.61 | 7.57 | dwg | WI | Transmission | Legacy | 1 |  |  | 4 | 1350 | [5 empty] | 78471 | NA |  | 28.94 |  | WSL |  | Te Kawerau a Maki,Ngāti Whātua,Ngāti Whātua o Ōrākei,Ngāti Tamaoho,Ngāti Tamaterā,Te Ākitai Waiohua | 2 | 2 | 2 | 2016 | te puna wai | no | 1 | 3 | 2 | CCTV Available (0-10 Years Old) & Soil Type Available | 5 | 5 | 5 | 5 | 2.5 | Property Parcels, Building Outlines | 1 |  | 5 | 1.355 | 1 | Diameter Used For Flow Approximation & Depth Available | 28.9393 | 16
610 | 633 | 302848 | 10007108 | 196302 | DSORM | Orakei Main Sewer | Gravity | Tunnel | Buried | OP | CONC | None | 2010-04-30 |  |  | dwg | OM | Transmission | DC11040 | 1 |  |  | 4 | 2100 | [5 empty] | 76217 | NA |  | 25.82 |  | WSL |  | Waikato,Te Kawerau a Maki,Ngāti Whātua,Ngāti Maru,Ngāti Whātua o Ōrākei,Ngāti Tamaoho,Te Patukirikiri,Ngāti Tamaterā,Ngāti Pāoa,Ngāi Tai ki Tāmaki,Ngāti Hako,Te Ākitai Waiohua | 1 | 1 |  |  |  | no | 1 | 1 | 1 | CCTV NOT Available or Over 30 Years Old & Soil Type Available | 5 | 5 | 5 | 5 | 2.5 | Building Outlines | 1 |  | 1.5 | 1.235 | 1 | Diameter Used For Flow Approximation & Depth Available | 25.8199 | 11
2875 | 3129 | 1673588 | 10083204 | 195167 | DSGLE | Glen Eden Branch | Gravity | Pipe | Bridged | OP | CONC | None | 2012-12-17 | 0.91 |  | 0.1s | WI | Transmission | T0000449 | 2 |  |  | 4 | 1200 | [5 empty] | 75168 | NA |  | 24.37 |  | WSL |  | Te Kawerau a Maki,Ngāti Whātua,Ngāti Whātua o Ōrākei,Ngāti Tamaoho,Ngāti Tamaterā,Te Ākitai Waiohua | 1 | 1 |  |  |  | no | 1 | 1 | 1 | CCTV NOT Available or Over 30 Years Old & Soil Type Not Available | 5 | 5 | 5 | 5 | 1 |  | 4 | Significant Ecological Area - SEA-M2-55a, NZ River Lines | 1.5 | 1.05 | 1 | Diameter Used For Flow Approximation & Depth Available | 24.3689 | 11
2877 | 3131 | 1673464 | 10082308 | 194660 | DSGLE | Glen Eden Branch | Gravity | Pipe | Buried | OP | CONC | None | 2012-12-17 | 0.86 | 0.86 | 0.1s | WI | Transmission | T0000449 | 2 |  |  | 4 | 1200 | [5 empty] | 75166 | NA |  | 24.12 |  | WSL |  | Te Kawerau a Maki,Ngāti Whātua,Ngāti Whātua o Ōrākei,Ngāti Tamaoho,Ngāti Tamaterā,Te Ākitai Waiohua | 1.21 | 1 |  |  |  | no | 1 | 3 | 1 | CCTV NOT Available or Over 30 Years Old & Soil Type Available | 5 | 5 | 5 | 5 | 1 |  | 1 |  | 5 | 0.895 | 1 | Diameter Used For Flow Approximation & Depth Available | 24.119 | 11
4563 | 647012 | 15328 | 1 | 1 | DSORM | Orakei Main Sewer | Gravity | Pipe | In Chamber | OP | BRICK | None | 1911-06-30 |  |  | dwg | OM | Transmission | GP08008 | 1 |  |  | 4 | 1370 | [8 empty] | 20.9 |  | WSL |  | Te Kawerau a Maki,Ngāti Whātua,Ngāti Maru,Ngāti Whātua o Ōrākei,Ngāti Tamaoho,Te Patukirikiri,Ngāti Tamaterā,Ngāti Pāoa,Ngāi Tai ki Tāmaki,Ngāti Hako,Te Ākitai Waiohua | 3.12 | 3 |  |  |  | no | 1 | 1 | 4 | CCTV NOT Available or Over 30 Years Old & Soil Type Available | 5 | 5 | 5 | 5 | 2.5 | Property Parcels | 1 |  | 1.5 | 1.235 | 1 | Diameter Used For Flow Approximation & Depth Available | 20.899 | 20
2874 | 3128 | 1673589 | 10083205 | 194661 | DSGLE | Glen Eden Branch | Gravity | Pipe | Buried | OP | CONC | None | 2012-12-17 | 1 | 1 | 0.1s | WI | Transmission | T0000449 | 2 |  |  | 4 | 1200 | [5 empty] | 75169 | NA |  | 19.62 |  | WSL |  | Te Kawerau a Maki,Ngāti Whātua,Ngāti Whātua o Ōrākei,Ngāti Tamaoho,Ngāti Tamaterā,Te Ākitai Waiohua | 1.21 | 1 |  |  |  | no | 1 | 3 | 1 | CCTV NOT Available or Over 30 Years Old & Soil Type Available | 5 | 5 | 5 | 5 | 1 |  | 1 |  | 5 | 0.895 | 1 | Diameter Used For Flow Approximation & Depth Available | 19.6151 | 11
206 | 218 | 17307 | 10008387 | 196835 | DSSWI | Southwestern Interceptor | Gravity | Pipe | Buried | OP | CONC | None | 1998-06-30 |  |  | dwg | SW | Transmission | Legacy | 1 |  |  | 4 | 1600 | [5 empty] | 77541 | NA |  | 16.67 |  | WSL |  | Waikato,Te Kawerau a Maki,Ngāti Maru,Ngāti Tamaoho,Ngāti Tamaterā,Ngāi Tai ki Tāmaki,Ngāti Hako,Te Ākitai Waiohua | 2 | 2 | 2 | 2016 | te puna wai | no | 1 | 3 | 1 | CCTV Available (0-10 Years Old) & Soil Type Available | 5 | 5 | 5 | 5 | 2.5 | Property Parcels | 1 |  | 1.5 | 1.235 | 1 | Diameter Used For Flow Approximation & Depth Available | 16.6702 | 16
627 | 651 | 2651205 | 10097925 | 196305 | DSORM | Orakei Main Sewer | Gravity | Pipe | Buried | OP | CONC | CON | 2016-07-20 | 2.56 | 2.48 | dwg | OM | Transmission | Legacy | 1 |  |  | 4 | 2100 | [5 empty] | 76256 | NA |  | 15.9 |  | WSL |  | Te Kawerau a Maki,Ngāti Whātua,Ngāti Maru,Ngāti Whātua o Ōrākei,Ngāti Tamaoho,Te Patukirikiri,Ngāti Tamaterā,Ngāti Pāoa,Ngāi Tai ki Tāmaki,Ngāti Hako,Te Ākitai Waiohua | 1 | 1 |  |  |  | no | 1 | 1 | 1 | CCTV NOT Available or Over 30 Years Old & Soil Type Available | 5 | 5 | 5 | 5 | 1 |  | 1 | Place Of Historic Heritage - Auckland Domain/Pukekaroa/Pukekawa Hill Pa site R11_105, including pits, terraces, midden, house sites, structures, memorials, water supply site, ponds, roads, g | 5 | 0.895 | 1 | Diameter Used For Flow Approximation & Depth Available | 15.8986 | 11
349 | 361 | 17481 | 10099305 | 197772 | DSWIN | Western Interceptor | Gravity | Pipe | Tunnelled | OP | CONC | None | 1964-06-30 | 3.78 | 3.73 | dwg | WI | Transmission | Legacy | 1 |  |  | 4 | 1350 | [5 empty] | 78432 | NA |  | 14.99 |  | WSL |  | Waikato,Te Kawerau a Maki,Ngāti Whātua,Ngāti Whātua o Ōrākei,Ngāti Tamaoho,Ngāti Tamaterā,Ngāi Tai ki Tāmaki,Te Ākitai Waiohua | 1.92 | 2 |  |  |  | no | 1 | 3 | 2 | CCTV NOT Available or Over 30 Years Old & Soil Type Available | 5 | 5 | 5 | 5 | 2.5 | Property Parcels | 1 |  | 5 | 1.355 | 1 | Diameter Used For Flow Approximation & Depth Available | 14.9919 | 16
3506 | 3779 | 933222 | 10089025 | 197633 | DSWAV | Wairau Valley Branch Sewer TS5 | Gravity | Pipe | Buried | OP | CONC | None | 1961-01-01 |  |  | dwg | NI | Transmission | Legacy | 2 |  |  | 4 | 1350 | [5 empty] | 65512 | NA |  | 14.04 |  | WSL |  | Te Kawerau a Maki,Ngāti Whātua,Ngāti Maru,Ngāti Whātua o Kaipara,Ngāti Whātua o Ōrākei,Ngāti Tamaoho,Ngāti Manuhiri,Te Patukirikiri,Ngāti Whanaunga,Ngāti Tamaterā,Ngāti Pāoa,Ngāi Tai ki Tāmaki,Ngāti Hako,Te Ākitai Waiohua | 3 | 3 | 3 | 2016 | te puna wai | yes | 1 | 1 | 3 | CCTV Available (0-10 Years Old) & Soil Type Available | 5 | 5 | 5 | 5 | 1 |  | 1 | Significant Ecological Area - SEA_T_8091A | 1.5 | 0.77 | 1 | Diameter Used For Flow Approximation & Depth Available | 14.0352 | 20
90 | 96 | 17521 | 10099243 | 194370 | DSEIN | Eastern Interceptor | Siphon | Pipe | Buried | OP | CONC | None | 1964-06-30 |  |  | dwg | EI | Transmission | Legacy | 1 |  |  | 4 | 1600 | [5 empty] | 74862 | NA |  | 13.28 |  | WSL |  | Waikato,Te Kawerau a Maki,Ngāti Maru,Ngāti Whātua o Ōrākei,Ngāti Tamaoho,Ngāti Tamaterā,Ngāti Pāoa,Ngāi Tai ki Tāmaki,Ngāti Hako,Te Ākitai Waiohua | 1.92 | 2 |  |  |  | no | 1 | 3 | 2 | CCTV NOT Available or Over 30 Years Old & Soil Type Available | 5 | 5 | 5 | 5 | 2.5 | Property Parcels | 1 |  | 1.5 | 1.235 | 1 | Diameter Used For Flow Approximation & Depth Available | 13.279 | 16
227 | 239 | 17486 | 10009342 | 197983 | DSWIN | Western Interceptor | Gravity | Pipe | Buried | OP | CONC | None | 1964-06-30 | 5.86 | 5.83 | dwg | WI | Transmission | Legacy | 1 |  |  | 4 | 1350 | [5 empty] | 78455 | NA |  | 12.54 |  | WSL |  | Te Kawerau a Maki,Ngāti Whātua,Ngāti Whātua o Ōrākei,Ngāti Tamaoho,Ngāti Tamaterā,Te Ākitai Waiohua | 3 | 3 | 3 | 2016 | te puna wai | no | 1 | 3 | 2 | CCTV Available (0-10 Years Old) & Soil Type Available | 5 | 5 | 5 | 5 | 2.5 | Property Parcels | 1 |  | 5 | 1.355 | 1 | Diameter Used For Flow Approximation & Depth Available | 12.5437 | 20
3764 | 4039 | 909866 | 10088971 | 82593614 | DSWAU | Wairau Branch Sewer TS4 | Gravity | Pipe | Bridged | OP | CONC | None | 1960-01-01 |  |  | dwg | NI | Transmission | Legacy | 2 |  |  | 4 | 1220 | ASBUILT | ASBUILT | ASBUILT | ASBUILT | CONS | 65479 | NA |  | 9.32 | ASBUILT | WSL |  | Te Kawerau a Maki,Ngāti Whātua,Ngāti Maru,Ngāti Whātua o Ōrākei,Ngāti Tamaoho,Ngāti Manuhiri,Te Patukirikiri,Ngāti Whanaunga,Ngāti Tamaterā,Ngāti Pāoa,Ngāi Tai ki Tāmaki,Ngāti Hako,Te Ākitai Waiohua | 2.41 | 2 |  |  |  | no | 1 | 1 | 3 | CCTV NOT Available or Over 30 Years Old & Soil Type Not Available | 5 | 5 | 5 | 5 | 2.5 | Property Parcels | 1 |  | 1.5 | 1.235 | 1 | Diameter Used For Flow Approximation & Depth Available | 9.3189 | 16
611 | 634 | 2621770 | 10095199 | 196443 | DSORM | Orakei Main Sewer | Gravity | Pipe | Exposed | OP | BRICK | None | 1911-06-30 | 1.72 |  | 0.1s | OM | Transmission | DC11040 | 1 |  |  | 4 | 2550 | [5 empty] | 76241 | NA |  | 6.46 |  | WSL |  | Waikato,Te Kawerau a Maki,Ngāti Whātua,Ngāti Maru,Ngāti Whātua o Ōrākei,Ngāti Tamaoho,Te Patukirikiri,Ngāti Tamaterā,Ngāti Pāoa,Ngāi Tai ki Tāmaki,Ngāti Hako,Te Ākitai Waiohua | 3.12 | 3 |  |  |  | no | 1 | 1 | 4 | CCTV NOT Available or Over 30 Years Old & Soil Type Available | 5 | 5 | 5 | 5 | 3.5 | Building Outlines | 1 |  | 1.5 | 1.54 | 1 | Diameter Used For Flow Approximation & Depth Available | 6.4568 | 20
473 | 493 | 35574 | 10009276 | 197353 | DSWIN | Western Interceptor | Gravity | Pipe | Bridged | OP | CONC | PVC | 1964-06-30 | 2.23 | 2 | dwg | WI | Transmission | DU2804 | 1 |  |  | 4 | 1540 | [5 empty] | 78380 | NA |  | 6.37 |  | WSL |  | Waikato,Te Kawerau a Maki,Ngāti Maru,Ngāti Whātua o Ōrākei,Ngāti Tamaoho,Ngāti Tamaterā,Ngāi Tai ki Tāmaki,Ngāti Hako,Te Ākitai Waiohua | 3 | 3 | 3 | 2009 | te puna wai | no | 1 | 1 | 1 | CCTV Available (10-20 Years Old) & Soil Type Not Available | 5 | 5 | 5 | 5 | 2.5 | Property Parcels | 1 |  | 5 | 1.355 | 1 | Diameter Used For Flow Approximation & Depth Available | 6.3699 | 20
214 | 226 | 17675 | 10009284 | 197752 | DSWIN | Western Interceptor | Siphon | Pipe | Buried | OP | CONC | None | 1964-06-30 | 12.04 | 4.76 | dwg | WI | Transmission | Legacy | 1 |  |  | 4 | 1600 | [5 empty] | 78393 | NA |  | 6.35 |  | WSL |  | Waikato,Te Kawerau a Maki,Ngāti Whātua,Ngāti Maru,Ngāti Whātua o Ōrākei,Ngāti Tamaoho,Ngāti Tamaterā,Ngāi Tai ki Tāmaki,Ngāti Hako,Te Ākitai Waiohua | 2 | 2 | 2 | 2010 | te puna wai | no | 1 | 1 | 2 | CCTV Available (10-20 Years Old) & Soil Type Available | 5 | 5 | 5 | 5 | 1 |  | 1 |  | 1.5 | 0.77 | 1 | Diameter Used For Flow Approximation & Depth Available | 6.35 | 16
145 | 151 | 17444 | 10005435 | 194873 | DSEIN | Eastern Interceptor | Gravity | Pipe | Tunnelled | OP | CONC | None | 1964-06-30 | 10.78 | 10.78 | dwg | EI | Transmission | Legacy | 1 |  |  | 4 | 2100 | [5 empty] | 74890 | NA |  | 5 |  | WSL |  | Waikato,Te Kawerau a Maki,Ngāti Whātua,Ngāti Maru,Ngāti Whātua o Ōrākei,Ngāti Tamaoho,Ngāti Whanaunga,Ngāti Tamaterā,Ngāti Pāoa,Ngāi Tai ki Tāmaki,Ngāti Hako,Te Ākitai Waiohua | 3 | 3 | 3 | 2009 | te puna wai | no | 1 | 1 | 2 | CCTV Available (10-20 Years Old) & Soil Type Available | 5 | 5 | 5 | 5 | 1 |  | 1 |  | 5 | 0.895 | 1 | Diameter Used For Flow Approximation & Depth Available | 5.0008 | 20
2768 | 3011 | 302841 | 10010409 | 197856 | DSB1H | Branch 1 Hobson Diversion | Gravity | Pipe | Buried | OP | CONC | None | 2010-04-30 |  |  | dwg | OM | Transmission | DC11040 | 2 |  |  | 4 | 1200 | [5 empty] | 170972 | NA |  | 4.39 |  | WSL |  | Waikato,Ngāti Tamaoho,Te Patukirikiri,Ngāti Tamaterā,Ngāti Pāoa,Ngāi Tai ki Tāmaki | 1 | 1 |  |  |  | no | 1 | 1 | 1 | CCTV NOT Available or Over 30 Years Old & Soil Type Available | 5 | 5 | 5 | 5 | 5 | Schools & Hospitals | 1 |  | 1.5 | 2.005 | 1 | Diameter Used For Flow Approximation & Depth Available | 4.3922 | 11
221 | 233 | 17480 | 10009247 | 197488 | DSWIN | Western Interceptor | Gravity | Pipe | Buried | OP | CONC | None | 1964-06-30 | 8.76 | 8.73 | dwg | WI | Transmission | DU0503 | 1 |  |  | 4 | 1200 | [5 empty] | 78480 | NA |  | 4.02 |  | WSL |  | Te Kawerau a Maki,Ngāti Whātua,Ngāti Whātua o Ōrākei,Ngāti Tamaoho,Ngāti Tamaterā,Te Ākitai Waiohua | 3 | 3 | 3 | 2016 | te puna wai | no | 1 | 3 | 2 | CCTV Available (0-10 Years Old) & Soil Type Available | 5 | 5 | 5 | 5 | 2.5 | Property Parcels | 1 |  | 5 | 1.355 | 1 | Diameter Used For Flow Approximation & Depth Available | 4.0158 | 20
1734 | 1890 | 17495 | 10005273 | 194183 | DSEDB | Edendale Branch | Gravity | Pipe | Buried | OP | CONC | None | 1914-06-30 |  |  | dwg | OM | Transmission | Legacy | 2 |  |  | 4 | 1800 | [5 empty] | 74738 | NA |  | 3.69 |  | WSL |  | Waikato,Te Kawerau a Maki,Ngāti Whātua,Ngāti Maru,Ngāti Whātua o Ōrākei,Ngāti Tamaoho,Ngāti Tamaterā,Ngāi Tai ki Tāmaki,Ngāti Hako,Te Ākitai Waiohua | 3.05 | 3 | 2 | 2017 | CCTV Footage Review Log South_Latest.xls | no | 1 | 1 | 5 | CCTV Available (0-10 Years Old) & Soil Type Available | 5 | 5 | 5 | 5 | 1 |  | 1 | Aquifer - Western Springs Volcanic Aquifer | 1.5 | 0.77 | 1 | Diameter Used For Flow Approximation & Depth Available | 3.6884 | 20
435 | 453 | 16210 | 10005385 | 194861 | DSEIN | Eastern Interceptor | Gravity | Pipe | In Tunnel | OP | CONC | None | 1964-06-30 | 1.92 | 1.77 | dwg | EI | Transmission | DU0603 | 1 |  |  | 4 | 2550 | [5 empty] | 74841 | NA |  | 227.75 |  | WSL |  | Waikato,Te Kawerau a Maki,Ngāti Maru,Ngāti Whātua o Ōrākei,Ngāti Tamaoho,Ngāti Tamaterā,Ngāi Tai ki Tāmaki,Ngāti Hako,Te Ākitai Waiohua | 3 | 3 | 3 | 2009 | te puna wai | no | 1 | 3 | 2 | CCTV Available (10-20 Years Old) & Soil Type Available | 5 | 5 | 5 | 5 | 2.5 | Property Parcels | 1 |  | 5 | 1.355 | 0.99998 | Modelled Flow Data Used & Depth Available | 227.7539 | 20
436 | 454 | 16209 | 10005384 | 194200 | DSEIN | Eastern Interceptor | Gravity | Pipe | Buried | OP | CONC | None | 1964-06-30 | 1.77 | 1.76 | dwg | EI | Transmission | Legacy | 1 |  |  | 4 | 2550 | [5 empty] | 74840 | NA |  | 122.74 |  | WSL |  | Waikato,Te Kawerau a Maki,Ngāti Maru,Ngāti Whātua o Ōrākei,Ngāti Tamaoho,Ngāti Tamaterā,Ngāi Tai ki Tāmaki,Ngāti Hako,Te Ākitai Waiohua | 4 | 4 | 4 | 2009 | te puna wai | no | 1 | 3 | 2 | CCTV Available (10-20 Years Old) & Soil Type Available | 5 | 5 | 5 | 5 | 2.5 | Property Parcels | 1 |  | 5 | 1.355 | 0.99997 | Modelled Flow Data Used & Depth Available | 122.7368 | 23 | Priority
344 | 356 | 17080 | 10010266 | 194217 | DSEIN | Eastern Interceptor | Gravity | Pipe | Buried | OP | CONC | None | 1964-06-30 |  |  | dwg | EI | Transmission | GP08032 | 1 |  |  | 4 | 2100 | [5 empty] | 66374 | NA |  | 75.88 |  | WSL |  | Waikato,Te Kawerau a Maki,Ngāti Maru,Ngāti Whātua o Ōrākei,Ngāti Tamaoho,Ngāti Tamaterā,Ngāi Tai ki Tāmaki,Ngāti Hako,Te Ākitai Waiohua | 3 | 3 | 3 | 2009 | te puna wai | no | 5 | 1 | 2 | CCTV Available (10-20 Years Old) & Soil Type Available | 4.9999 | 5 | 5 | 5 | 2.5 | Property Parcels | 1 |  | 1.5 | 1.235 | 0.99997 | Modelled Flow Data Used & Depth Available | 75.8829 | 20
283 | 295 | 16963 | 10005387 | 194707 | DSEIN | Eastern Interceptor | Gravity | Pipe | Buried | OP | CONC | None | 1964-06-30 | 2.2 | 2.14 | dwg | EI | Transmission | DU0603 | 1 |  |  | 4 | 2550 | [5 empty] | 74843 | NA |  | 115.25 |  | WSL |  | Waikato,Te Kawerau a Maki,Ngāti Maru,Ngāti Whātua o Ōrākei,Ngāti Tamaoho,Ngāti Tamaterā,Ngāi Tai ki Tāmaki,Ngāti Hako,Te Ākitai Waiohua | 3 | 3 | 3 | 2010 | CCTV Footage Review Log South_Latest.xls | no | 1 | 3 | 2 | CCTV Available (10-20 Years Old) & Soil Type Available | 4.9994 | 5 | 5 | 5 | 1 |  | 1 |  | 5 | 0.895 | 0.99977 | Modelled Flow Data Used & Depth Available | 115.2468 | 20
250 | 262 | 16964 | 10005388 | 194201 | DSEIN | Eastern Interceptor | Gravity | Pipe | Buried | OP | CONC | None | 1964-06-30 | 2.48 | 2.2 | dwg | EI | Transmission | DU0603 | 1 |  |  | 4 | 2550 | [5 empty] | 74844 | NA |  | 298.84 |  | WSL |  | Waikato,Te Kawerau a Maki,Ngāti Maru,Ngāti Whātua o Ōrākei,Ngāti Tamaoho,Ngāti Tamaterā,Ngāi Tai ki Tāmaki,Ngāti Hako,Te Ākitai Waiohua | 3 | 3 | 3 | 2010 | CCTV Footage Review Log South_Latest.xls | no | 5 | 1 | 2 | CCTV Available (10-20 Years Old) & Soil Type Available | 4.9954 | 5 | 5 | 5 | 3.5 | Property Parcels, Building Outlines | 1 |  | 5 | 1.665 | 0.9963 | Modelled Flow Data Used & Depth Available | 298.8384 | 20
439 | 457 | 16212 | 10005393 | 194863 | DSEIN | Eastern Interceptor | Gravity | Pipe | Buried | OP | CONC | None | 1964-06-30 | 3.27 | 3.09 | dwg | EI | Transmission | DU0603 | 1 |  |  | 4 | 2550 | [5 empty] | 74849 | NA |  | 254 |  | WSL |  | Waikato,Te Kawerau a Maki,Ngāti Maru,Ngāti Whātua o Ōrākei,Ngāti Tamaoho,Ngāti Tamaterā,Ngāi Tai ki Tāmaki,Ngāti Hako,Te Ākitai Waiohua | 2.33 | 2 | 2 | 2010 | CCTV Footage Review Log South_Latest.xls | no | 5 | 1 | 2 | CCTV Available (10-20 Years Old) & Soil Type Available | 4.9919 | 5 | 5 | 5 | 5 | NZTA, Building Outlines, Schools & Hospitals | 1 |  | 5 | 2.125 | 0.98552 | Modelled Flow Data Used & Depth Available | 254.0042 | 16
284 | 296 | 17544 | 10005392 | 194202 | DSEIN | Eastern Interceptor | Gravity | Pipe | Buried | OP | CONC | None | 1964-06-30 | 3.09 | 2.9 | dwg | EI | Transmission | DU1803 | 1 |  |  | 4 | 2550 | [5 empty] | 74848 | NA |  | 8.9 |  | WSL |  | Waikato,Te Kawerau a Maki,Ngāti Maru,Ngāti Whātua o Ōrākei,Ngāti Tamaoho,Ngāti Tamaterā,Ngāi Tai ki Tāmaki,Ngāti Hako,Te Ākitai Waiohua | 2.33 | 2 | 2 | 2010 | CCTV Footage Review Log South_Latest.xls | no | 5 | 1 | 2 | CCTV Available (10-20 Years Old) & Soil Type Available | 4.9918 | 5 | 5 | 5 | 5 | NZTA | 1 |  | 5 | 2.125 | 0.98537 | Modelled Flow Data Used & Depth Available | 8.9032 | 16
440 | 458 | 16437 | 10005390 | 194354 | DSEIN | Eastern Interceptor | Gravity | Pipe | Buried | OP | CONC | None | 1964-06-30 | 2.9 | 2.69 | dwg | EI | Transmission | DU0603 | 1 |  |  | 4 | 2550 | [5 empty] | 74846 | NA |  | 336.4 |  | WSL |  | Waikato,Te Kawerau a Maki,Ngāti Maru,Ngāti Whātua o Ōrākei,Ngāti Tamaoho,Ngāti Tamaterā,Ngāi Tai ki Tāmaki,Ngāti Hako,Te Ākitai Waiohua | 3 | 3 | 3 | 2010 | CCTV Footage Review Log South_Latest.xls | no | 5 | 1 | 2 | CCTV Available (10-20 Years Old) & Soil Type Available | 4.9917 | 5 | 5 | 5 | 5 | Property Parcels, Schools & Hospitals | 1 |  | 5 | 2.125 | 0.98521 | Modelled Flow Data Used & Depth Available | 336.3976 | 20
282 | 294 | 16436 | 10005389 | 194862 | DSEIN | Eastern Interceptor | Gravity | Pipe | Buried | OP | CONC | None | 1964-06-30 | 2.69 | 2.48 | dwg | EI | Transmission | DU0603 | 1 |  |  | 4 | 2550 | [5 empty] | 74845 | NA |  | 304.14 |  | WSL |  | Waikato,Te Kawerau a Maki,Ngāti Maru,Ngāti Whātua o Ōrākei,Ngāti Tamaoho,Ngāti Tamaterā,Ngāi Tai ki Tāmaki,Ngāti Hako,Te Ākitai Waiohua | 3 | 3 | 3 | 2010 | CCTV Footage Review Log South_Latest.xls | no | 5 | 1 | 2 | CCTV Available (10-20 Years Old) & Soil Type Available | 4.9916 | 5 | 5 | 5 | 5 | Property Parcels, Building Outlines, Schools & Hospitals | 1 |  | 5 | 2.125 | 0.98507 | Modelled Flow Data Used & Depth Available | 304.1432 | 20
637 | 662 | 16213 | 10005394 | 194355 | DSEIN | Eastern Interceptor | Gravity | Pipe | Buried | OP | CONC | None | 1964-06-30 | 3.52 | 3.27 | dwg | EI | Transmission | DC09028 | 1 |  |  | 4 | 2550 | [5 empty] | 74850 | NA |  | 365.68 |  | WSL |  | Waikato,Te Kawerau a Maki,Ngāti Maru,Ngāti Whātua o Ōrākei,Ngāti Tamaoho,Ngāti Tamaterā,Ngāi Tai ki Tāmaki,Ngāti Hako,Te Ākitai Waiohua | 2 | 2 | 2 | 2009 | te puna wai | no | 1 | 3 | 2 | CCTV Available (10-20 Years Old) & Soil Type Available | 4.9846 | 5 | 5 | 5 | 5 | Property Parcels, Building Outlines, Schools & Hospitals | 1 |  | 5 | 2.125 | 0.97254 | Modelled Flow Data Used & Depth Available | 365.6815 | 16
441 | 459 | 16214 | 10005395 | 194709 | DSEIN | Eastern Interceptor | Gravity | Pipe | Buried | OP | CONC | None | 1964-06-30 | 3.7 | 3.52 | dwg | EI | Transmission | DU0603 | 1 |  |  | 4 | 2550 | [5 empty] | 74851 | NA |  | 252.07 |  | WSL |  | Waikato,Te Kawerau a Maki,Ngāti Maru,Ngāti Whātua o Ōrākei,Ngāti Tamaoho,Ngāti Tamaterā,Ngāi Tai ki Tāmaki,Ngāti Hako,Te Ākitai Waiohua | 3 | 3 | 3 | 2009 | te puna wai | no | 1 | 3 | 2 | CCTV Available (10-20 Years Old) & Soil Type Available | 4.9651 | 5 | 5 | 5 | 3.5 | Property Parcels, Building Outlines | 1 |  | 5 | 1.665 | 0.97211 | Modelled Flow Data Used & Depth Available | 252.067 | 20
442 | 460 | 16215 | 10005396 | 194203 | DSEIN | Eastern Interceptor | Gravity | Pipe | Buried | OP | CONC | None | 1964-06-30 | 3.93 | 3.7 | dwg | EI | Transmission | DU0603 | 1 |  |  | 4 | 2550 | [5 empty] | 74852 | NA |  | 330.32 |  | WSL |  | Waikato,Te Kawerau a Maki,Ngāti Maru,Ngāti Whātua o Ōrākei,Ngāti Tamaoho,Ngāti Tamaterā,Ngāi Tai ki Tāmaki,Ngāti Hako,Te Ākitai Waiohua | 3 | 3 | 3 | 2009 | te puna wai | no | 1 | 3 | 2 | CCTV Available (10-20 Years Old) & Soil Type Available | 4.955 | 5 | 5 | 5 | 3.5 | Property Parcels, Building Outlines | 1 |  | 5 | 1.665 | 0.96407 | Modelled Flow Data Used & Depth Available | 330.3222 | 20
63 | 69 | 15098 | 10005397 | 194864 | DSEIN | Eastern Interceptor | Gravity | Pipe | Tunnelled | OP | CONC | None | 1964-06-30 | 4.03 | 3.93 | dwg | EI | Transmission | DU0603 | 1 |  |  | 4 | 2550 | [5 empty] | 74853 | NA |  | 148.63 |  | WSL |  | Waikato,Te Kawerau a Maki,Ngāti Maru,Ngāti Whātua o Ōrākei,Ngāti Tamaoho,Ngāti Tamaterā,Ngāi Tai ki Tāmaki,Ngāti Hako,Te Ākitai Waiohua | 3 | 3 | 3 | 2009 | te puna wai | no | 1 | 3 | 2 | CCTV Available (10-20 Years Old) & Soil Type Available | 4.9421 | 5 | 5 | 5 | 3.5 | Property Parcels, Building Outlines | 1 |  | 5 | 1.665 | 0.95377 | Modelled Flow Data Used & Depth Available | 148.6296 | 20
95 | 101 | 16013 | 10005399 | 194710 | DSEIN | Eastern Interceptor | Gravity | Pipe | Buried | OP | CONC | None | 1964-06-30 | 4.54 | 4.22 | dwg | EI | Transmission | DU0603 | 1 |  |  | 4 | 2550 | [5 empty] | 74855 | NA |  | 444.54 |  | WSL |  | Waikato,Te Kawerau a Maki,Ngāti Maru,Ngāti Whātua o Ōrākei,Ngāti Tamaoho,Ngāti Tamaterā,Ngāi Tai ki Tāmaki,Ngāti Hako,Te Ākitai Waiohua | 3 | 3 | 3 | 2009 | te puna wai | no | 1 | 3 | 2 | CCTV Available (10-20 Years Old) & Soil Type Available | 4.941 | 5 | 5 | 5 | 2.5 | Property Parcels | 4 | NZ River Lines | 5 | 1.635 | 0.95451 | Modelled Flow Data Used & Depth Available | 444.5367 | 20
96 | 102 | 16232 | 10005398 | 194356 | DSEIN | Eastern Interceptor | Gravity | Pipe | Buried | OP | CONC | None | 1964-06-30 | 4.22 | 4.03 | dwg | EI | Transmission | DU0603 | 1 |  |  | 4 | 2550 | [5 empty] | 74854 | NA |  | 262.28 |  | WSL |  | Waikato,Te Kawerau a Maki,Ngāti Maru,Ngāti Whātua o Ōrākei,Ngāti Tamaoho,Ngāti Tamaterā,Ngāi Tai ki Tāmaki,Ngāti Hako,Te Ākitai Waiohua | 3 | 3 | 3 | 2009 | te puna wai | no | 1 | 3 | 2 | CCTV Available (10-20 Years Old) & Soil Type Available | 4.9208 | 5 | 5 | 5 | 2.5 | Property Parcels, Public Park & Sports Area | 1 |  | 5 | 1.355 | 0.95392 | Modelled Flow Data Used & Depth Available | 262.283 | 20
4510 | 4813 | 15308 | 10004992 | 193514 | DSB9C | Branch 9C Carrington | Gravity | Pipe | Bridged | OP | CONC | None | 1946-06-30 | 15.11 | 15.01 | dwg | OM | Transmission | Legacy | 2 |  |  | 4 | 750 | [5 empty] | 74518 | NA |  | 28.98 |  | WSL |  | Te Kawerau a Maki,Ngāti Whātua,Ngāti Maru,Ngāti Whātua o Ōrākei,Ngāti Tamaoho,Ngāti Tamaterā,Ngāi Tai ki Tāmaki,Ngāti Hako,Te Ākitai Waiohua | 3 | 3 | 3 | 2012 | te puna wai | no | 1 | 1 | 3 | CCTV Available (10-20 Years Old) & Soil Type Not Available | 4.8393 | 5 | 1 | 5 | 5 | NZTA | 4 | Significant Ecological Area - SEA_T_6008, Aquifer - Auckland Isthmus Volcanic Aquifer, NZ River Lines | 5 | 2.405 | 0.0063703 | Modelled Flow Data Used & Depth Available | 28.9832 | 20
393 | 411 | 15708 | 10005429 | 194717 | DSEIN | Eastern Interceptor | Gravity | Pipe | Tunnelled | OP | CONC | None | 1964-06-30 | 9.38 | 8.71 | dwg | EI | Transmission | Legacy | 1 |  |  | 4 | 2100 | [5 empty] | 74883 | NA |  | 870.35 |  | WSL |  | Waikato,Te Kawerau a Maki,Ngāti Whātua,Ngāti Maru,Ngāti Whātua o Ōrākei,Ngāti Tamaoho,Ngāti Tamaterā,Ngāti Pāoa,Ngāi Tai ki Tāmaki,Ngāti Hako,Te Ākitai Waiohua | 3 | 3 | 3 | 2009 | te puna wai | no | 1 | 1 | 2 | CCTV Available (10-20 Years Old) & Soil Type Available | 4.7904 | 5 | 5 | 5 | 5 | Property Parcels, NZTA | 1 | Mana Whenua - Mutukaroa, Place Of Historic Heritage - Hamlins Hill/Mutukaroa Pa site R11_142, Significant Ecological Area - SEA_T_6074 | 5 | 2.125 | 0.62743 | Modelled Flow Data Used & Depth Available | 870.3503 | 20
302 | 314 | 14950 | 10005430 | 194211 | DSEIN | Eastern Interceptor | Gravity | Pipe | Buried | OP | CONC | None | 1964-06-30 | 9.81 | 9.38 | dwg | EI | Transmission | Legacy | 1 |  |  | 4 | 2100 | [5 empty] | 74884 | NA |  | 208.86 |  | WSL |  | Waikato,Te Kawerau a Maki,Ngāti Whātua,Ngāti Maru,Ngāti Whātua o Ōrākei,Ngāti Tamaoho,Ngāti Tamaterā,Ngāti Pāoa,Ngāi Tai ki Tāmaki,Ngāti Hako,Te Ākitai Waiohua | 3 | 3 | 3 | 2010 | te puna wai | no | 1 | 3 | 2 | CCTV Available (10-20 Years Old) & Soil Type Available | 4.7793 | 5 | 5 | 5 | 5 | Property Parcels, NZTA | 1 |  | 5 | 2.125 | 0.60756 | Modelled Flow Data Used & Depth Available | 208.8602 | 20
304 | 316 | 15085 | 10005432 | 194364 | DSEIN | Eastern Interceptor | Gravity | Pipe | Buried | OP | CONC | None | 1964-06-30 | 10.11 | 10.01 | dwg | EI | Transmission | DU0603 | 1 |  |  | 4 | 2100 | [5 empty] | 74886 | NA |  | 200.86 |  | WSL |  | Waikato,Te Kawerau a Maki,Ngāti Whātua,Ngāti Maru,Ngāti Whātua o Ōrākei,Ngāti Tamaoho,Ngāti Tamaterā,Ngāti Pāoa,Ngāi Tai ki Tāmaki,Ngāti Hako,Te Ākitai Waiohua | 3 | 3 | 3 | 2010 | te puna wai | no | 1 | 1 | 2 | CCTV Available (10-20 Years Old) & Soil Type Available | 4.7791 | 5 | 5 | 5 | 5 | Property Parcels, Building Outlines, Schools & Hospitals | 1 |  | 5 | 2.125 | 0.60728 | Modelled Flow Data Used & Depth Available | 200.859 | 20
147 | 153 | 15702 | 10005438 | 194213 | DSEIN | Eastern Interceptor | Gravity | Pipe | Tunnelled | OP | CONC | None | 1964-06-30 | 10.97 | 10.78 | dwg | EI | Transmission | Legacy | 1 |  |  | 4 | 2100 | [5 empty] | 74892 | NA |  | 254.76 |  | WSL |  | Waikato,Te Kawerau a Maki,Ngāti Whātua,Ngāti Maru,Ngāti Whātua o Ōrākei,Ngāti Tamaoho,Ngāti Whanaunga,Ngāti Tamaterā,Ngāti Pāoa,Ngāi Tai ki Tāmaki,Ngāti Hako,Te Ākitai Waiohua | 3 | 3 | 3 | 2013 | te puna wai | no | 1 | 1 | 2 | CCTV Available (10-20 Years Old) & Soil Type Available | 4.7747 | 5 | 5 | 5 | 5 | Property Parcels, KiwiRail, Building Outlines | 1 |  | 5 | 2.125 | 0.59951 | Modelled Flow Data Used & Depth Available | 254.7589 | 20
2815 | 3064 | 302904 | 10077229 | 198006 | DSWLD | West Lynn Branch Diversion Sewer | Gravity | Pipe | Buried | OP | CONC | None | 2012-12-13 | 9.96 | 9.62 | 0.1s | WI | Transmission | T0000238 | 2 |  |  | 4 | 1050 | [5 empty] | 78624 | NA |  | 160.06 |  | WSL |  | Waikato,Te Kawerau a Maki,Ngāti Whātua,Ngāti Whātua o Ōrākei,Ngāti Tamaoho,Ngāti Tamaterā,Te Ākitai Waiohua | 1.97 | 2 |  |  |  | no | 5 | 3 | 1 | CCTV NOT Available or Over 30 Years Old & Soil Type Available | 4.7429 | 5 | 1 | 4 | 5 | Property Parcels, Building Outlines, Schools & Hospitals | 4 | NZ River Lines | 5 | 2.345 | 0.0088863 | Modelled Flow Data Used & Depth Available | 160.0597 | 16
158 | 167 | 16012 | 10005400 | 194204 | DSEIN | Eastern Interceptor | Gravity | Pipe | Buried | OP | CONC | None | 1964-06-30 | 4.91 | 4.72 | dwg | EI | Transmission | DU0603 | 1 |  |  | 4 | 2300 | [5 empty] | 74856 | NA |  | 233.51 |  | WSL |  | Waikato,Te Kawerau a Maki,Ngāti Maru,Ngāti Whātua o Ōrākei,Ngāti Tamaoho,Ngāti Tamaterā,Ngāi Tai ki Tāmaki,Ngāti Hako,Te Ākitai Waiohua | 3 | 3 | 3 | 2010 | CCTV Footage Review Log South_Latest.xls | no | 5 | 3 | 2 | CCTV Available (10-20 Years Old) & Soil Type Available | 4.7328 | 5 | 5 | 5 | 2.5 | Property Parcels | 4 | NZ River Lines | 5 | 1.635 | 0.79407 | Modelled Flow Data Used & Depth Available | 233.5113 | 20
303 | 315 | 15554 | 10005431 | 194872 | DSEIN | Eastern Interceptor | Gravity | Pipe | Buried | OP | CONC | None | 1964-06-30 | 10.01 | 9.81 | dwg | EI | Transmission | DU0603 | 1 |  |  | 4 | 2100 | [5 empty] | 74885 | NA |  | 235.91 |  | WSL |  | Waikato,Te Kawerau a Maki,Ngāti Whātua,Ngāti Maru,Ngāti Whātua o Ōrākei,Ngāti Tamaoho,Ngāti Tamaterā,Ngāti Pāoa,Ngāi Tai ki Tāmaki,Ngāti Hako,Te Ākitai Waiohua | 4 | 4 | 4 | 2010 | te puna wai | no | 1 | 1 | 2 | CCTV Available (10-20 Years Old) & Soil Type Available | 4.697 | 5 | 5 | 5 | 5 | Property Parcels, Building Outlines, Schools & Hospitals | 1 |  | 1 | 1.985 | 0.60778 | Modelled Flow Data Used & Depth Available | 235.9109 | 23 | Priority
4088 | 4368 | 933700 | 10089017 | 197631 | DSWAV | Wairau Valley Branch Sewer TS5 | Gravity | Pipe | Buried | OP | CONC | None | 1961-01-01 |  |  | dwg | NI | Transmission | Legacy | 2 |  |  | 4 | 1350 | [5 empty] | 65503 | NA |  | 154.69 |  | WSL |  | Te Kawerau a Maki,Ngāti Whātua,Ngāti Maru,Ngāti Whātua o Kaipara,Ngāti Whātua o Ōrākei,Ngāti Tamaoho,Ngāti Manuhiri,Te Patukirikiri,Ngāti Whanaunga,Ngāti Tamaterā,Ngāti Pāoa,Ngāi Tai ki Tāmaki,Ngāti Hako,Te Ākitai Waiohua | 3 | 3 | 3 | 2016 | te puna wai | yes | 1 | 3 | 3 | CCTV Available (0-10 Years Old) & Soil Type Available | 4.697 | 5 | 5 | 5 | 5 | Property Parcels, NZTA, Building Outlines | 1 |  | 1.5 | 2.005 | 0.59188 | Modelled Flow Data Used & Depth Available | 154.6902 | 20
279 | 291 | 16439 | 10005451 | 194877 | DSEIN | Eastern Interceptor | Gravity | Pipe | Tunnelled | OP | CONC | None | 1964-06-30 | 14.28 | 14.08 | dwg | EI | Transmission | DU0603 | 1 |  |  | 4 | 2100 | [5 empty] | 74905 | NA |  | 379.73 |  | WSL |  | Waikato,Te Kawerau a Maki,Ngāti Whātua,Ngāti Maru,Ngāti Whātua o Ōrākei,Ngāti Tamaoho,Te Patukirikiri,Ngāti Whanaunga,Ngāti Tamaterā,Ngāti Pāoa,Ngāi Tai ki Tāmaki,Ngāti Hako,Te Ākitai Waiohua | 2 | 2 | 2 | 2009 | te puna wai | no | 1 | 1 | 2 | CCTV Available (10-20 Years Old) & Soil Type Available | 4.6941 | 5 | 5 | 5 | 5 | Property Parcels, Building Outlines, Schools & Hospitals | 1 | Significant Ecological Area - SEA_T_6179 | 5 | 2.125 | 0.45618 | Modelled Flow Data Used & Depth Available | 379.7343 | 16
276 | 288 | 16438 | 10005450 | 194216 | DSEIN | Eastern Interceptor | Gravity | Pipe | Tunnelled | OP | CONC | None | 1964-06-30 | 14.08 | 13.45 | dwg | EI | Transmission | Legacy | 1 |  |  | 4 | 2100 | [5 empty] | 74904 | NA |  | 1111.64 |  | WSL |  | Waikato,Te Kawerau a Maki,Ngāti Whātua,Ngāti Maru,Ngāti Whātua o Ōrākei,Ngāti Tamaoho,Te Patukirikiri,Ngāti Whanaunga,Ngāti Tamaterā,Ngāti Pāoa,Ngāi Tai ki Tāmaki,Ngāti Hako,Te Ākitai Waiohua | 2 | 2 | 2 | 2009 | te puna wai | no | 1 | 1 | 2 | CCTV Available (10-20 Years Old) & Soil Type Available | 4.6925 | 5 | 5 | 5 | 5 | Property Parcels, Building Outlines, Schools & Hospitals | 1 | Place Of Historic Heritage - Blumenthal/Mondrian House, Significant Ecological Area - SEA_T_6183 | 5 | 2.125 | 0.45339 | Modelled Flow Data Used & Depth Available | 1111.6427 | 16
51 | 57 | 15053 | 10005449 | 194722 | DSEIN | Eastern Interceptor | Gravity | Pipe | Tunnelled | OP | CONC | None | 1964-06-30 | 13.45 | 13.37 | dwg | EI | Transmission | DU0603 | 1 |  |  | 4 | 2100 | [5 empty] | 74903 | NA |  | 378.74 |  | WSL |  | Waikato,Te Kawerau a Maki,Ngāti Whātua,Ngāti Maru,Ngāti Whātua o Ōrākei,Ngāti Tamaoho,Te Patukirikiri,Ngāti Whanaunga,Ngāti Tamaterā,Ngāti Pāoa,Ngāi Tai ki Tāmaki,Ngāti Hako,Te Ākitai Waiohua | 3 | 3 | 3 | 2009 | te puna wai | no | 1 | 3 | 2 | CCTV Available (10-20 Years Old) & Soil Type Available | 4.6923 | 5 | 5 | 5 | 5 | Property Parcels, Building Outlines, Schools & Hospitals | 1 |  | 5 | 2.125 | 0.45299 | Modelled Flow Data Used & Depth Available | 378.7439 | 20
91 | 97 | 16005 | 10005406 | 194358 | DSEIN | Eastern Interceptor | Gravity | Pipe | Buried | OP | CONC | None | 1964-06-30 | 5.98 | 5.81 | dwg | EI | Transmission | DU0603 | 1 |  |  | 4 | 2300 | [5 empty] | 74865 | NA |  | 207.97 |  | WSL |  | Waikato,Te Kawerau a Maki,Ngāti Maru,Ngāti Whātua o Ōrākei,Ngāti Tamaoho,Ngāti Tamaterā,Ngāti Pāoa,Ngāi Tai ki Tāmaki,Ngāti Hako,Te Ākitai Waiohua | 2 | 2 | 2 | 2010 | CCTV Footage Review Log South_Latest.xls | no | 1 | 3 | 2 | CCTV Available (10-20 Years Old) & Soil Type Available | 4.647 | 5 | 5 | 5 | 2.5 | Property Parcels | 1 |  | 5 | 1.355 | 0.79445 | Modelled Flow Data Used & Depth Available | 207.9708 | 16
150 | 156 | 16237 | 10005404 | 194205 | DSEIN | Eastern Interceptor | Gravity | Pipe | Buried | OP | CONC | None | 1964-06-30 | 5.54 | 5.47 | dwg | EI | Transmission | DU0603 | 1 |  |  | 4 | 2300 | [5 empty] | 74860 | NA |  | 114.46 |  | WSL |  | Waikato,Te Kawerau a Maki,Ngāti Maru,Ngāti Whātua o Ōrākei,Ngāti Tamaoho,Ngāti Tamaterā,Ngāi Tai ki Tāmaki,Ngāti Hako,Te Ākitai Waiohua | 3 | 3 | 3 | 2010 | CCTV Footage Review Log South_Latest.xls | no | 1 | 3 | 2 | CCTV Available (10-20 Years Old) & Soil Type Available | 4.646 | 5 | 5 | 5 | 2.5 | Property Parcels, Building Outlines | 1 |  | 5 | 1.355 | 0.79387 | Modelled Flow Data Used & Depth Available | 114.463 | 20
94 | 100 | 16234 | 10005401 | 194865 | DSEIN | Eastern Interceptor | Gravity | Pipe | Buried | OP | CONC | None | 1964-06-30 | 5.13 | 4.91 | dwg | EI | Transmission | DU0603 | 1 |  |  | 4 | 2300 | [5 empty] | 74857 | NA |  | 245.43 |  | WSL |  | Waikato,Te Kawerau a Maki,Ngāti Maru,Ngāti Whātua o Ōrākei,Ngāti Tamaoho,Ngāti Tamaterā,Ngāi Tai ki Tāmaki,Ngāti Hako,Te Ākitai Waiohua | 3 | 3 | 3 | 2010 | CCTV Footage Review Log South_Latest.xls | no | 1 | 3 | 2 | CCTV Available (10-20 Years Old) & Soil Type Available | 4.6459 | 5 | 5 | 5 | 2.5 | Property Parcels | 1 |  | 5 | 1.355 | 0.79383 | Modelled Flow Data Used & Depth Available | 245.4275 | 20
92 | 98 | 16238 | 10005405 | 194866 | DSEIN | Eastern Interceptor | Gravity | Pipe | Buried | OP | CONC | None | 1964-06-30 | 5.81 | 5.54 | dwg | EI | Transmission | DU0603 | 1 |  |  | 4 | 2300 | [5 empty] | 74861 | NA |  | 281.94 |  | WSL |  | Waikato,Te Kawerau a Maki,Ngāti Maru,Ngāti Whātua o Ōrākei,Ngāti Tamaoho,Ngāti Tamaterā,Ngāi Tai ki Tāmaki,Ngāti Hako,Te Ākitai Waiohua | 3 | 3 | 3 | 2010 | CCTV Footage Review Log South_Latest.xls | no | 1 | 3 | 2 | CCTV Available (10-20 Years Old) & Soil Type Available | 4.6457 | 5 | 5 | 5 | 2.5 | Property Parcels | 1 |  | 5 | 1.355 | 0.79374 | Modelled Flow Data Used & Depth Available | 281.9418 | 20
149 | 155 | 16236 | 10005403 | 194711 | DSEIN | Eastern Interceptor | Gravity | Pipe | Buried | OP | CONC | None | 1964-06-30 | 5.47 | 5.29 | dwg | EI | Transmission | DU0603 | 1 |  |  | 4 | 2300 | [5 empty] | 74859 | NA |  | 154.5 |  | WSL |  | Waikato,Te Kawerau a Maki,Ngāti Maru,Ngāti Whātua o Ōrākei,Ngāti Tamaoho,Ngāti Tamaterā,Ngāi Tai ki Tāmaki,Ngāti Hako,Te Ākitai Waiohua | 3 | 3 | 3 | 2010 | CCTV Footage Review Log South_Latest.xls | no | 1 | 3 | 2 | CCTV Available (10-20 Years Old) & Soil Type Available | 4.6457 | 5 | 5 | 5 | 2.5 | Property Parcels, Building Outlines | 1 |  | 5 | 1.355 | 0.79373 | Modelled Flow Data Used & Depth Available | 154.5012 | 20
93 | 99 | 16235 | 10005402 | 194357 | DSEIN | Eastern Interceptor | Gravity | Pipe | Buried | OP | CONC | None | 1964-06-30 | 5.29 | 5.13 | dwg | EI | Transmission | DU0603 | 1 |  |  | 4 | 2300 | [5 empty] | 74858 | NA |  | 181.85 |  | WSL |  | Waikato,Te Kawerau a Maki,Ngāti Maru,Ngāti Whātua o Ōrākei,Ngāti Tamaoho,Ngāti Tamaterā,Ngāi Tai ki Tāmaki,Ngāti Hako,Te Ākitai Waiohua | 3 | 3 | 3 | 2010 | CCTV Footage Review Log South_Latest.xls | no | 1 | 3 | 2 | CCTV Available (10-20 Years Old) & Soil Type Available | 4.6455 | 5 | 5 | 5 | 2.5 | Property Parcels | 1 |  | 5 | 1.355 | 0.7936 | Modelled Flow Data Used & Depth Available | 181.8479 | 20
164 | 176 | 27114 | 10007110 | 196303 | DSORM | Orakei Main Sewer | Gravity | Tunnel | Buried | OP | CONC | None | 2010-04-30 | -25.64 | -28.02 | dwg | OM | Transmission | DC11040 | 1 |  |  | 4 | 3700 | ASBUILT | ASBUILT | ASBUILT | ASBUILT | CONS | 76343 | NA |  | 2957.75 | ASBUILT | WSL |  | Waikato,Te Kawerau a Maki,Ngāti Whātua,Ngāti Maru,Ngāti Whātua o Ōrākei,Ngāti Tamaoho,Te Patukirikiri,Ngāti Whanaunga,Ngāti Tamaterā,Ngāti Pāoa,Ngāi Tai ki Tāmaki,Ngāti Hako,Te Ākitai Waiohua | 1 | 1 |  |  |  | no | 1 | 1 | 1 | CCTV NOT Available or Over 30 Years Old & Soil Type Available | 4.6438 | 5 | 5 | 5 | 5 | Property Parcels, KiwiRail, Building Outlines, Schools & Hospitals, Public Park & Sports Area, Safe Swim Beach | 1 | Ocean Intercept, Significant Ecological Area - SEA-M2-51a | 5 | 2.125 | 0.36676 | Modelled Flow Data Used & Depth Available | 2957.7527 | 11
3047 | 3308 | 2558675 | 10088453 | 195642 | DSNTH | North Branch Sewer TS30 | Gravity | Pipe | Buried | OP | CONC | None | 2014-07-31 | 11.91 | 9.6 | 0.1s | NI | Transmission | R0007574 | 2 |  |  | 4 | 1050 | [5 empty] | 65173 | NA |  | 194.49 |  | WSL |  | Te Kawerau a Maki,Ngāti Whātua,Ngāti Maru,Ngāti Whātua o Kaipara,Ngāti Whātua o Ōrākei,Ngāti Tamaoho,Ngāti Manuhiri,Ngāti Whanaunga,Ngāti Tamaterā,Ngāti Pāoa,Ngāi Tai ki Tāmaki,Ngāti Hako,Te Ākitai Waiohua | 1.97 | 2 |  |  |  | no | 5 | 3 | 1 | CCTV NOT Available or Over 30 Years Old & Soil Type Available | 4.6424 | 5 | 2 | 4 | 5 | Schools & Hospitals | 4 | NZ River Lines | 5 | 2.345 | 0.062021 | Modelled Flow Data Used & Depth Available | 194.4944 | 16
1026 | 1085 | 14841 | 10007627 | 196759 | DSPNR | Penrose Branch | Gravity | Pipe | Buried | OP | CONC | None | 1959-06-30 | -0.7 | -0.93 | dwg | EI | Transmission | Legacy | 2 |  |  | 4 | 750 | [5 empty] | 76967 | NA |  | 109.29 |  | WSL |  | Waikato,Te Kawerau a Maki,Ngāti Whātua,Ngāti Maru,Ngāti Whātua o Ōrākei,Ngāti Tamaoho,Ngāti Tamaterā,Ngāti Pāoa,Ngāi Tai ki Tāmaki,Ngāti Hako,Te Ākitai Waiohua | 2.79 | 3 | 2 | 2016 | te puna wai | no | 5 | 3 | 3 | CCTV Available (0-10 Years Old) & Soil Type Available | 4.6235 | 5 | 2 | 3 | 5 | KiwiRail | 4 | NZ River Lines | 5 | 2.28 | 0.024201 | Modelled Flow Data Used & Depth Available | 109.2926 | 20
155 | 161 | 16290 | 10007049 | 196428 | DSORM | Orakei Main Sewer | Gravity | Pipe | Buried | OP | BRICK | None | 1911-06-30 | 2.12 | 1.96 | dwg | OM | Transmission | Legacy | 1 |  |  | 4 | 2100 | [5 empty] | 76243 | NA |  | 716.84 |  | WSL |  | Waikato,Te Kawerau a Maki,Ngāti Whātua,Ngāti Maru,Ngāti Whātua o Ōrākei,Ngāti Tamaoho,Te Patukirikiri,Ngāti Tamaterā,Ngāti Pāoa,Ngāi Tai ki Tāmaki,Ngāti Hako,Te Ākitai Waiohua | 3.34 | 3 | 2 | 2013 | CCTV Footage Review Log South_Latest.xls | no | 5 | 1 | 4 | CCTV Available (10-20 Years Old) & Soil Type Available | 4.6229 | 5 | 5 | 5 | 5 | Property Parcels, Building Outlines, Schools & Hospitals | 1 | Significant Ecological Area - SEA_T_6171 | 5 | 2.125 | 0.32964 | Modelled Flow Data Used & Depth Available | 716.8397 | 20
602 | 625 | 15565 | 10007054 | 196429 | DSORM | Orakei Main Sewer | Gravity | Pipe | Buried | OP | BRICK | None | 1911-06-30 | 2.39 | 2.37 | dwg | OM | Transmission | Legacy | 1 |  |  | 4 | 2100 | [5 empty] | 76248 | NA |  | 105.13 |  | WSL |  | Te Kawerau a Maki,Ngāti Whātua,Ngāti Maru,Ngāti Whātua o Ōrākei,Ngāti Tamaoho,Te Patukirikiri,Ngāti Tamaterā,Ngāti Pāoa,Ngāi Tai ki Tāmaki,Ngāti Hako,Te Ākitai Waiohua | 3.34 | 3 | 2 | 2013 | CCTV Footage Review Log South_Latest.xls | no | 5 | 1 | 4 | CCTV Available (10-20 Years Old) & Soil Type Available | 4.6188 | 5 | 5 | 5 | 5 | Property Parcels, KiwiRail | 1 | Place Of Historic Heritage - Auckland Domain/Pukekaroa/Pukekawa Hill Pa site R11_105, including pits, terraces, midden, house sites, structures, memorials, water supply site, ponds, roads, g | 5 | 2.125 | 0.32225 | Modelled Flow Data Used & Depth Available | 105.1287 | 20
433 | 451 | 16443 | 10009262 | 197748 | DSWIN | Western Interceptor | Gravity | Pipe | Buried | OP | CONC | None | 1964-06-30 | 5.46 | 4.95 | dwg | WI | Transmission | Legacy | 1 |  |  | 4 | 1800 | [5 empty] | 78384 | NA |  | 298.57 |  | WSL |  | Waikato,Te Kawerau a Maki,Ngāti Maru,Ngāti Whātua o Ōrākei,Ngāti Tamaoho,Ngāti Tamaterā,Ngāi Tai ki Tāmaki,Ngāti Hako,Te Ākitai Waiohua | 3 | 3 | 3 | 2016 | te puna wai | no | 3 | 3 | 2 | CCTV Available (0-10 Years Old) & Soil Type Available | 4.6125 | 5 | 5 | 5 | 5 | Property Parcels, Building Outlines, Schools & Hospitals | 1 | Mana Whenua - Ambury Park Stonefields, Place Of Historic Heritage - Settlement R11_819, Aquifer - Auckland Isthmus Volcanic Aquifer | 1 | 1.985 | 0.49844 | Modelled Flow Data Used & Depth Available | 298.5673 | 20
434 | 452 | 16442 | 10009252 | 197746 | DSWIN | Western Interceptor | Gravity | Pipe | Buried | OP | CONC | PVC | 1964-06-30 | 4.95 | 2.64 | dwg | WI | Transmission | Legacy | 1 |  |  | 4 | 1549 | [5 empty] | 78383 | NA |  | 154.67 |  | WSL |  | Waikato,Te Kawerau a Maki,Ngāti Maru,Ngāti Whātua o Ōrākei,Ngāti Tamaoho,Ngāti Tamaterā,Ngāi Tai ki Tāmaki,Ngāti Hako,Te Ākitai Waiohua | 4 | 4 | 4 | 2008 | te puna wai | no | 3 | 3 | 1 | CCTV Available (10-20 Years Old) & Soil Type Available | 4.6123 | 5 | 5 | 5 | 5 | Schools & Hospitals | 1 | Mana Whenua - Ambury Park Stonefields, Place Of Historic Heritage - Settlement R11_819, Aquifer - Auckland Isthmus Volcanic Aquifer | 1 | 1.985 | 0.49815 | Modelled Flow Data Used & Depth Available | 154.6676 | 23 | Defer to NI comisisoning
170 | 182 | 17046 | 10009242 | 197346 | DSWIN | Western Interceptor | Gravity | Pipe | Buried | OP | CONC | PVC | 1964-06-30 | 2.64 | 2.43 | dwg | WI | Transmission | Legacy | 1 |  |  | 4 | 1549 | [5 empty] | 78382 | NA |  | 305.39 |  | WSL |  | Waikato,Te Kawerau a Maki,Ngāti Maru,Ngāti Whātua o Ōrākei,Ngāti Tamaoho,Ngāti Tamaterā,Ngāi Tai ki Tāmaki,Ngāti Hako,Te Ākitai Waiohua | 4 | 4 | 4 | 2008 | te puna wai | no | 3 | 3 | 1 | CCTV Available (10-20 Years Old) & Soil Type Available | 4.6115 | 5 | 5 | 5 | 5 | Property Parcels, Schools & Hospitals | 1 | Mana Whenua - Ambury Park Stonefields, Place Of Historic Heritage - Settlement R11_819, Significant Ecological Area - SEA_T_4348 | 1 | 1.985 | 0.49709 | Modelled Flow Data Used & Depth Available | 305.3902 | 23 | Defer to NI comisisoning
3721 | 3996 | 909894 | 10089015 | 82593269 | DSWAV | Wairau Valley Branch Sewer TS5 | Gravity | Pipe | Buried | OP | CONC | None | 1961-01-01 |  |  | dwg | NI | Transmission | Legacy | 2 |  |  | 4 | 1350 | ASBUILT | ASBUILT | ASBUILT | ASBUILT | CONS | 65501 | NA |  | 182.83 | ASBUILT | WSL |  | Te Kawerau a Maki,Ngāti Whātua,Ngāti Maru,Ngāti Whātua o Kaipara,Ngāti Whātua o Ōrākei,Ngāti Tamaoho,Ngāti Manuhiri,Te Patukirikiri,Ngāti Whanaunga,Ngāti Tamaterā,Ngāti Pāoa,Ngāi Tai ki Tāmaki,Ngāti Hako,Te Ākitai Waiohua | 2.62 | 3 |  |  |  | no | 1 | 3 | 3 | CCTV NOT Available or Over 30 Years Old & Soil Type Available | 4.6034 | 5 | 5 | 5 | 2.5 | Property Parcels | 1 |  | 1.5 | 1.235 | 0.79096 | Modelled Flow Data Used & Depth Available | 182.8279 | 20
464 | 484 | 35114 | 10005415 | 194714 | DSEIN | Eastern Interceptor | Gravity | Pipe | Buried | OP | CONC | None | 1964-06-30 | 6.89 |  | dwg | EI | Transmission | DU0603 | 1 |  |  | 4 | 2100 | [5 empty] | 74871 | NA |  | 22.5 |  | WSL |  | Waikato,Te Kawerau a Maki,Ngāti Maru,Ngāti Whātua o Ōrākei,Ngāti Tamaoho,Ngāti Tamaterā,Ngāti Pāoa,Ngāi Tai ki Tāmaki,Ngāti Hako,Te Ākitai Waiohua | 3 | 3 | 3 | 2008 | te puna wai | no | 1 | 3 | 2 | CCTV Available (10-20 Years Old) & Soil Type Available | 4.6017 | 5 | 5 | 5 | 2.5 | Property Parcels, Building Outlines | 1 |  | 1.5 | 1.235 | 0.79011 | Modelled Flow Data Used & Depth Available | 22.5019 | 20
2892 | 3147 | 1675165 | 10078047 | 197941 | DSWHE | Whenuapai Branch | Gravity | Pipe | Buried | OP | PE | None | 2012-11-22 | 8.84 | 8.6 | 0.1s | WI | Transmission | T0000299 | 2 |  |  | 4 | 782 | [5 empty] | 78285 | NA |  | 39.18 |  | WSL |  | Te Kawerau a Maki,Ngāti Whātua,Ngāti Maru,Ngāti Whātua o Kaipara,Ngāti Whātua o Ōrākei,Ngāti Tamaoho,Ngāti Manuhiri,Ngāti Tamaterā,Ngāti Hako,Te Ākitai Waiohua | 2 | 2 | 2 | 2017 | CCTV Footage Review Log South_Latest.xls | no | 1 | 3 | 1 | CCTV Available (0-10 Years Old) & Soil Type Available | 4.5986 | 5 | 3 | 3 | 5 | Schools & Hospitals | 4 | NZ River Lines | 5 | 2.28 | 0.061039 | Modelled Flow Data Used & Depth Available | 39.1753 | 16
196 | 208 | 15618 | 10007059 | 195861 | DSORM | Orakei Main Sewer | Gravity | Pipe | Buried | OP | BRICK | None | 1911-06-30 | 2.91 | 2.56 | dwg | OM | Transmission | Legacy | 1 |  |  | 4 | 2300 | [5 empty] | 76257 | NA |  | 785.1 |  | WSL |  | Te Kawerau a Maki,Ngāti Whātua,Ngāti Maru,Ngāti Whātua o Ōrākei,Ngāti Tamaoho,Te Patukirikiri,Ngāti Tamaterā,Ngāti Pāoa,Ngāi Tai ki Tāmaki,Ngāti Hako,Te Ākitai Waiohua | 3.07 | 3 | 3 | 2014 | te puna wai | no | 1 | 1 | 4 | CCTV Available (0-10 Years Old) & Soil Type Available | 4.5985 | 5 | 5 | 5 | 5 | Property Parcels, NZTA, Building Outlines, Public Park & Sports Area | 1 | Mana Whenua - Part of extent of Te Reuroa pā, Place Of Historic Heritage - Student Union Building | 5 | 2.125 | 0.28629 | Modelled Flow Data Used & Depth Available | 785.1043 | 20
541 | 564 | 16528 | 10009295 | 197799 | DSWIN | Western Interceptor | Gravity | Pipe | In Tunnel | OP | CONC | None | 1964-06-30 | 1.2 | 1.05 | dwg | WI | Transmission | Legacy | 1 |  |  | 4 | 1200 | [5 empty] | 78405 | NA |  | 468.02 |  | WSL |  | Waikato,Te Kawerau a Maki,Ngāti Whātua,Ngāti Maru,Ngāti Whātua o Ōrākei,Ngāti Tamaoho,Ngāti Tamaterā,Ngāi Tai ki Tāmaki,Ngāti Hako,Te Ākitai Waiohua | 3 | 3 | 3 | 2016 | te puna wai | no | 5 | 3 | 2 | CCTV Available (0-10 Years Old) & Soil Type Available | 4.5908 | 5 | 5 | 5 | 5 | Property Parcels, KiwiRail, Building Outlines | 1 |  | 5 | 2.125 | 0.27252 | Modelled Flow Data Used & Depth Available | 468.0196 | 20
40 | 42 | 15736 | 10008033 | 196575 | DSSIN | Southern Interceptor | Gravity | Pipe | Bridged | OP | CONC | None | 1964-06-30 | 9.32 | 9.24 | dwg | SI | Transmission | Legacy | 1 |  |  | 4 | 1200 | [5 empty] | 77253 | NA |  | 87.03 |  | WSL |  | Waikato,Te Kawerau a Maki,Ngāti Maru,Ngāti Tamaoho,Ngāti Tamaterā,Ngāi Tai ki Tāmaki,Ngāti Hako,Te Ākitai Waiohua | 3 | 3 | 3 | 2019 | CCTV Footage Review Log South_Latest.xls | no | 1 | 1 | 2 | CCTV Available (0-10 Years Old) & Soil Type Not Available | 4.5859 | 5 | 3 | 5 | 5 | KiwiRail, Schools & Hospitals | 4 | NZ River Lines | 1.5 | 2.285 | 0.077821 | Modelled Flow Data Used & Depth Available | 87.027 | 20
1657 | 1807 | 15184 | 10004584 | 193643 | DSB09 | Branch 9 Mt Roskill | Gravity | Pipe | Bridged | OP | CONC | None | 1946-06-30 | 36.84 | 36.78 | 1.0g | WI | Transmission | GP07034 | 2 |  |  | 4 | 675 | [5 empty] | 74288 | NA |  | 10.94 |  | WSL |  | Waikato,Te Kawerau a Maki,Ngāti Whātua,Ngāti Maru,Ngāti Whātua o Ōrākei,Ngāti Tamaoho,Ngāti Tamaterā,Ngāi Tai ki Tāmaki,Ngāti Hako,Te Ākitai Waiohua | 2.29 | 2 | 2 | 2013 | te puna wai | no | 1 | 1 | 3 | CCTV Available (10-20 Years Old) & Soil Type Not Available | 4.5846 | 5 | 3 | 5 | 5 | Property Parcels, Schools & Hospitals | 4 | Significant Ecological Area - SEA_T_6097, NZ River Lines | 1 | 2.265 | 0.054826 | Modelled Flow Data Used & Depth Available | 10.9361 | 16
234 | 246 | 17010 | 10008372 | 197154 | DSSWI | Southwestern Interceptor | Gravity | Pipe | Tunnelled | OP | CONC | None | 1977-06-30 | 3.42 | 3.26 | dwg | SW | Transmission | Legacy | 1 |  |  | 4 | 2550 | [5 empty] | 77526 | NA |  | 314.85 |  | WSL |  | Waikato,Te Kawerau a Maki,Ngāti Maru,Ngāti Tamaoho,Ngāti Tamaterā,Ngāi Tai ki Tāmaki,Ngāti Hako,Te Ākitai Waiohua | 1.92 | 2 |  |  |  | no | 1 | 3 | 2 | CCTV NOT Available or Over 30 Years Old & Soil Type Available | 4.5761 | 5 | 5 | 5 | 5 | Property Parcels, NZTA, Building Outlines | 1 |  | 5 | 2.125 | 0.24633 | Modelled Flow Data Used & Depth Available | 314.8523 | 16
617 | 641 | 1661982 | 10074689 | 196304 | DSORM | Orakei Main Sewer | Gravity | Pipe | Buried | OP | CONC | None | 2012-04-01 | 3.43 | 3.43 | dwg | OM | Transmission | T0000132 | 1 |  |  | 4 | 2300 | [5 empty] | 76263 | NA |  | 48.03 |  | WSL |  | Te Kawerau a Maki,Ngāti Whātua,Ngāti Maru,Ngāti Whātua o Ōrākei,Ngāti Tamaoho,Te Patukirikiri,Ngāti Tamaterā,Ngāti Pāoa,Ngāi Tai ki Tāmaki,Ngāti Hako,Te Ākitai Waiohua | 1 | 1 | 1 | 2013 | CCTV Footage Review Log South_Latest.xls | no | 1 | 1 | 1 | CCTV Available (10-20 Years Old) & Soil Type Available | 4.5657 | 5 | 5 | 5 | 5 | NZTA | 1 | Place Of Historic Heritage - Rob Roy Hotel (former)/The Birdcage | 5 | 2.125 | 0.22794 | Modelled Flow Data Used & Depth Available | 48.0327 | 11
616 | 640 | 1662037 | 10074678 | 195726 | DSORM | Orakei Main Sewer | Gravity | Pipe | Buried | OP | CONC | None | 2012-04-01 | 3.43 | 3.43 | dwg | OM | Transmission | T0000132 | 1 |  |  | 4 | 2300 | [5 empty] | 76261 | NA |  | 43.8 |  | WSL |  | Te Kawerau a Maki,Ngāti Whātua,Ngāti Maru,Ngāti Whātua o Ōrākei,Ngāti Tamaoho,Te Patukirikiri,Ngāti Tamaterā,Ngāti Pāoa,Ngāi Tai ki Tāmaki,Ngāti Hako,Te Ākitai Waiohua | 1 | 1 | 1 | 2013 | CCTV Footage Review Log South_Latest.xls | no | 1 | 1 | 1 | CCTV Available (10-20 Years Old) & Soil Type Available | 4.5657 | 5 | 5 | 5 | 5 | NZTA, Public Park & Sports Area | 1 |  | 5 | 2.125 | 0.22786 | Modelled Flow Data Used & Depth Available | 43.804 | 11
166 | 178 | 15332 | 10007068 | 196291 | DSORM | Orakei Main Sewer | Gravity | Pipe | Buried | OP | BRICK | None | 1911-06-30 | 4.11 | 4.1 | dwg | OM | Transmission | Legacy | 1 |  |  | 4 | 2100 | [5 empty] | 76271 | NA |  | 36.5 |  | WSL |  | Te Kawerau a Maki,Ngāti Whātua,Ngāti Maru,Ngāti Whātua o Ōrākei,Ngāti Tamaoho,Ngāti Tamaterā,Ngāti Pāoa,Ngāi Tai ki Tāmaki,Ngāti Hako,Te Ākitai Waiohua | 3.08 | 3 | 3 | 2013 | CCTV Footage Review Log South_Latest.xls | no | 1 | 1 | 4 | CCTV Available (10-20 Years Old) & Soil Type Available | 4.5591 | 5 | 5 | 5 | 5 | Property Parcels, Schools & Hospitals | 1 |  | 5 | 2.125 | 0.21615 | Modelled Flow Data Used & Depth Available | 36.5002 | 20
585 | 608 | 15329 | 10007066 | 196432 | DSORM | Orakei Main Sewer | Gravity | Pipe | Buried | OP | BRICK | None | 1911-06-30 | 4.04 | 3.68 | 0.1s | OM | Transmission | DC09007 | 1 |  |  | 4 | 2100 | [5 empty] | 76268 | NA |  | 1099.38 |  | WSL |  | Te Kawerau a Maki,Ngāti Whātua,Ngāti Maru,Ngāti Whātua o Ōrākei,Ngāti Tamaoho,Te Patukirikiri,Ngāti Tamaterā,Ngāti Pāoa,Ngāi Tai ki Tāmaki,Ngāti Hako,Te Ākitai Waiohua | 3.08 | 3 | 3 | 2010 | te puna wai | no | 1 | 1 | 4 | CCTV Available (10-20 Years Old) & Soil Type Available | 4.557 | 5 | 5 | 5 | 5 | Property Parcels, Building Outlines, Schools & Hospitals | 1 |  | 5 | 2.125 | 0.21249 | Modelled Flow Data Used & Depth Available | 1099.3834 | 20
70 | 76 | 15701 | 10009285 | 197970 | DSWIN | Western Interceptor | Gravity | Pipe | In Tunnel | OP | CONC | None | 1964-06-30 | 17.25 | 12.11 | dwg | WI | Transmission | Legacy | 1 |  |  | 4 | 1800 | [5 empty] | 78394 | NA |  | 3439.97 |  | WSL |  | Waikato,Te Kawerau a Maki,Ngāti Whātua,Ngāti Maru,Ngāti Whātua o Ōrākei,Ngāti Tamaoho,Ngāti Tamaterā,Ngāi Tai ki Tāmaki,Ngāti Hako,Te Ākitai Waiohua | 3 | 3 | 3 | 2008 | te puna wai | no | 5 | 3 | 2 | CCTV Available (10-20 Years Old) & Soil Type Available | 4.5369 | 5 | 5 | 5 | 5 | Property Parcels, Building Outlines, Schools & Hospitals | 1 | Significant Ecological Area - SEA_T_5334 | 1 | 1.985 | 0.40054 | Modelled Flow Data Used & Depth Available | 3439.9726 | 20
2048 | 2243 | 28098 | 10009072 | 197620 | DSTSE | Tamaki South East Branch | Gravity | Pipe | Buried | OP | CONC | None | 2006-11-30 | 21.35 | 20.64 | 0.1s | TE | Transmission | DC07051 | 2 |  |  | 4 | 550 | [5 empty] | 78168 | NA |  | 237.58 |  | WSL |  | Waikato,Ngāti Maru,Ngāti Tamaoho,Ngāti Whanaunga,Ngāti Tamaterā,Ngāti Pāoa,Ngāi Tai ki Tāmaki,Ngāti Hako,Te Ākitai Waiohua | 1.21 | 1 |  |  |  | no | 1 | 3 | 1 | CCTV NOT Available or Over 30 Years Old & Soil Type Available | 4.5312 | 5 | 1 | 2 | 5 | Schools & Hospitals | 4 | NZ River Lines | 5 | 2.215 | 0.016035 | Modelled Flow Data Used & Depth Available | 237.5833 | 11
3999 | 4277 | 923986 | 10089229 | 193240 | DSALW | Albany West Branch Sewer TS25 | Gravity | Pipe | Bridged | OP | CLS | None | 1989-01-01 |  |  | dwg | NI | Transmission | Legacy | 2 |  |  | 4 | 675 | [5 empty] | 64029 | NA |  | 13.78 |  | WSL |  | Te Kawerau a Maki,Ngāti Whātua,Ngāti Maru,Ngāti Whātua o Kaipara,Ngāti Whātua o Ōrākei,Ngāti Tamaoho,Ngāti Manuhiri,Ngāti Whanaunga,Ngāti Tamaterā,Ngāti Pāoa,Ngāi Tai ki Tāmaki,Ngāti Hako,Te Ākitai Waiohua | 1.71 | 2 |  |  |  | no | 1 | 1 | 2 | CCTV NOT Available or Over 30 Years Old & Soil Type Not Available | 4.5251 | 5 | 3 | 5 | 5 | Property Parcels, Schools & Hospitals | 4 | Significant Ecological Area - SEA_T_8343, NZ River Lines | 1.5 | 2.285 | 0.1294 | Modelled Flow Data Used & Depth Available | 13.7846 | 16
2049 | 2244 | 27112 | 10006640 | 195525 | DSMHY | Murphys Branch | Gravity | Pipe | Buried | OP | CONC | None | 2006-08-21 | 22.32 | 22.2 | 0.1s | TE | Transmission | DC07004 | 2 |  |  | 4 | 390 | [5 empty] | 75861 | NA |  | 169 |  | WSL |  | Waikato,Ngāti Maru,Ngāti Tamaoho,Ngāti Whanaunga,Ngāti Tamaterā,Ngāti Pāoa,Ngāi Tai ki Tāmaki,Ngāti Hako,Te Ākitai Waiohua | 1.76 | 2 |  |  |  | no | 5 | 1 | 1 | CCTV NOT Available or Over 30 Years Old & Soil Type Available | 4.4593 | 4 | 1 | 1 | 5 | Property Parcels, Building Outlines, Schools & Hospitals | 4 | NZ River Lines | 5 | 2.155 | 0.0093302 | Modelled Flow Data Used & Depth Available | 169.0023 | 13
3906 | 4183 | 913613 | 10090086 | 194103 | DSECB | East Coast Bays Branch Sewer TS7 | Gravity | Pipe | Bridged | OP | CONC | None | 1963-01-01 |  |  | dwg | NI | Transmission | Legacy | 2 |  |  | 4 | 724 | [5 empty] | 64500 | NA |  | 92.52 |  | WSL |  | Te Kawerau a Maki,Ngāti Whātua,Ngāti Maru,Ngāti Whātua o Kaipara,Ngāti Whātua o Ōrākei,Ngāti Tamaoho,Ngāti Manuhiri,Te Patukirikiri,Ngāti Whanaunga,Ngāti Tamaterā,Ngāti Pāoa,Ngāi Tai ki Tāmaki,Ngāti Hako,Te Ākitai Waiohua | 3 | 3 | 3 | 2016 | te puna wai | no | 1 | 1 | 3 | CCTV Available (0-10 Years Old) & Soil Type Not Available | 4.4467 | 4 | 3 | 5 | 5 | NZTA | 4 | NZ River Lines | 1.5 | 2.285 | 0.19602 | Modelled Flow Data Used & Depth Available | 92.5187 | 17
3815 | 4091 | 924273 | 10088519 | 196134 | DSOTV | Oteha Valley Branch Sewer TS27 | Gravity | Pipe | Buried | OP | CONC | None | 1992-07-01 |  |  | dwg | NI | Transmission | Legacy | 2 |  |  | 4 | 600 | [5 empty] | 65208 | NA |  | 57.37 |  | WSL |  | Te Kawerau a Maki,Ngāti Whātua,Ngāti Maru,Ngāti Whātua o Kaipara,Ngāti Whātua o Ōrākei,Ngāti Tamaoho,Ngāti Manuhiri,Ngāti Whanaunga,Ngāti Tamaterā,Ngāti Pāoa,Ngāi Tai ki Tāmaki,Ngāti Hako,Te Ākitai Waiohua | 2 | 2 | 2 | 2018 | te puna wai | no | 1 | 3 | 1 | CCTV Available (0-10 Years Old) & Soil Type Available | 4.4426 | 4 | 1 | 3 | 5 | Schools & Hospitals, Public Park & Sports Area | 4 | NZ River Lines | 1.5 | 2.155 | 0.01608 | Modelled Flow Data Used & Depth Available | 57.3711 | 13
609 | 632 | 302840 | 10007031 | 195706 | DSORM | Orakei Main Sewer | Gravity | Tunnel | Buried | OP | CONC | None | 2010-04-30 |  |  | dwg | OM | Transmission | DC11040 | 1 |  |  | 4 | 1800 | [5 empty] | 76342 | NA |  | 14.93 |  | WSL |  | Waikato,Ngāti Tamaoho,Te Patukirikiri,Ngāti Tamaterā,Ngāti Pāoa,Ngāi Tai ki Tāmaki | 1 | 1 |  |  |  | no | 1 | 1 | 1 | CCTV NOT Available or Over 30 Years Old & Soil Type Available | 4.4375 | 4 | 1 | 5 | 5 | Schools & Hospitals | 1 | Ocean Intercept, Significant Ecological Area - SEA-M2-51a | 5 | 2.125 | 0 | Modelled Flow Data Used & Depth Available | 14.9337 | 7
83 | 89 | 14947 | 10005420 | 194209 | DSEIN | Eastern Interceptor | Gravity | Pipe | Buried | OP | CONC | None | 1964-06-30 | 7.77 | 7.56 | dwg | EI | Transmission | Legacy | 1 |  |  | 4 | 2100 | [5 empty] | 74876 | NA |  | 425.45 |  | WSL |  | Waikato,Te Kawerau a Maki,Ngāti Whātua,Ngāti Maru,Ngāti Whātua o Ōrākei,Ngāti Tamaoho,Ngāti Tamaterā,Ngāti Pāoa,Ngāi Tai ki Tāmaki,Ngāti Hako,Te Ākitai Waiohua | 3 | 3 | 3 | 2010 | te puna wai | no | 1 | 1 | 2 | CCTV Available (10-20 Years Old) & Soil Type Available | 4.4315 | 4 | 5 | 5 | 2.5 | Property Parcels | 1 | Aquifer - Auckland Isthmus Volcanic Aquifer | 5 | 1.355 | 0.66901 | Modelled Flow Data Used & Depth Available | 425.4529 | 17
114 | 120 | 15833 | 10008028 | 196878 | DSSIN | Southern Interceptor | Gravity | Pipe | Buried | OP | CONC | None | 1964-06-30 | 8.74 | 8.61 | dwg | SI | Transmission | Legacy | 1 |  |  | 4 | 1350 | [5 empty] | 77248 | NA |  | 137.64 |  | WSL |  | Waikato,Te Kawerau a Maki,Ngāti Maru,Ngāti Tamaoho,Ngāti Tamaterā,Ngāi Tai ki Tāmaki,Ngāti Hako,Te Ākitai Waiohua | 4 | 4 | 4 | 2019 | CCTV Footage Review Log South_Latest.xls | no | 1 | 3 | 2 | CCTV Available (0-10 Years Old) & Soil Type Available | 4.4199 | 4 | 4 | 5 | 5 | Property Parcels, Building Outlines, Schools & Hospitals | 1 |  | 5 | 2.125 | 0.094078 | Modelled Flow Data Used & Depth Available | 137.6351 | 21
113 | 119 | 15834 | 10008029 | 196574 | DSSIN | Southern Interceptor | Gravity | Pipe | Buried | OP | CONC | None | 1964-06-30 | 8.86 | 8.74 | dwg | SI | Transmission | Legacy | 1 |  |  | 4 | 1350 | [5 empty] | 77249 | NA |  | 120.13 |  | WSL |  | Waikato,Te Kawerau a Maki,Ngāti Maru,Ngāti Tamaoho,Ngāti Tamaterā,Ngāi Tai ki Tāmaki,Ngāti Hako,Te Ākitai Waiohua | 4 | 4 | 4 | 2019 | CCTV Footage Review Log South_Latest.xls | no | 1 | 3 | 2 | CCTV Available (0-10 Years Old) & Soil Type Available | 4.4199 | 4 | 4 | 5 | 5 | Schools & Hospitals | 1 |  | 5 | 2.125 | 0.094078 | Modelled Flow Data Used & Depth Available | 120.131 | 21
416 | 434 | 15734 | 10008031 | 196728 | DSSIN | Southern Interceptor | Gravity | Pipe | Buried | OP | CONC | None | 1964-06-30 | 8.97 | 8.93 | dwg | SI | Transmission | Legacy | 1 |  |  | 4 | 1350 | [5 empty] | 77251 | NA |  | 44.88 |  | WSL |  | Waikato,Te Kawerau a Maki,Ngāti Maru,Ngāti Tamaoho,Ngāti Tamaterā,Ngāi Tai ki Tāmaki,Ngāti Hako,Te Ākitai Waiohua | 3 | 3 | 3 | 2019 | CCTV Footage Review Log South_Latest.xls | no | 1 | 3 | 2 | CCTV Available (0-10 Years Old) & Soil Type Available | 4.4199 | 4 | 4 | 5 | 5 | KiwiRail, Schools & Hospitals | 1 |  | 5 | 2.125 | 0.094088 | Modelled Flow Data Used & Depth Available | 44.8813 | 17
1206 | 1278 | 16314 | 10004800 | 193609 | DSB3C | Branch 3C Khyber Pass | Gravity | Pipe | Buried | OP | BRICK | None | 1927-06-30 | 41.78 | 40.21 | dwg | OM | Transmission | Legacy | 2 |  |  | 4 | 1500 | [5 empty] | 74400 | NA |  | 275.53 |  | WSL |  | Waikato,Te Kawerau a Maki,Ngāti Whātua,Ngāti Maru,Ngāti Whātua o Ōrākei,Ngāti Tamaoho,Te Patukirikiri,Ngāti Tamaterā,Ngāti Pāoa,Ngāi Tai ki Tāmaki,Ngāti Hako,Te Ākitai Waiohua | 3 | 3 | 3 | 2012 | te puna wai | no | 1 | 1 | 3 | CCTV Available (10-20 Years Old) & Soil Type Available | 4.418 | 4 | 1 | 5 | 5 | Property Parcels, KiwiRail, Building Outlines | 1 |  | 5 | 2.125 | 0.0080144 | Modelled Flow Data Used & Depth Available | 275.5287 | 17
165 | 177 | 15331 | 10007067 | 195863 | DSORM | Orakei Main Sewer | Gravity | Pipe | Buried | OP | BRICK | None | 1911-06-30 | 4.1 | 4.04 | appr | OM | Transmission | DC09007 | 1 |  |  | 4 | 2100 | [5 empty] | 76269 | NA |  | 167.02 |  | WSL |  | Te Kawerau a Maki,Ngāti Whātua,Ngāti Maru,Ngāti Whātua o Ōrākei,Ngāti Tamaoho,Ngāti Tamaterā,Ngāti Pāoa,Ngāi Tai ki Tāmaki,Ngāti Hako,Te Ākitai Waiohua | 3.08 | 3 | 3 | 2009 | te puna wai | no | 1 | 1 | 4 | CCTV Available (10-20 Years Old) & Soil Type Available | 4.4168 | 4 | 4 | 5 | 5 | Property Parcels, Schools & Hospitals | 1 |  | 5 | 2.125 | 0.1106 | Modelled Flow Data Used & Depth Available | 167.0198 | 17
119 | 125 | 15467 | 10008785 | 197101 | DSTIN | Tamaki East Interceptor | Gravity | Pipe | Buried | OP | CONC | None | 1973-06-30 | 9.42 | 8.99 | dwg | TE | Transmission | Legacy | 1 |  |  | 4 | 1600 | [5 empty] | 77962 | NA |  | 291.37 |  | WSL |  | Waikato,Te Kawerau a Maki,Ngāti Maru,Ngāti Whātua o Ōrākei,Ngāti Tamaoho,Ngāti Tamaterā,Ngāti Pāoa,Ngāi Tai ki Tāmaki,Ngāti Hako,Te Ākitai Waiohua | 2.29 | 2 |  |  |  | no | 3 | 3 | 2 | CCTV NOT Available or Over 30 Years Old & Soil Type Available | 4.4134 | 4 | 4 | 5 | 5 | Building Outlines, Schools & Hospitals | 1 |  | 5 | 2.125 | 0.12827 | Modelled Flow Data Used & Depth Available | 291.3651 | 13
342 | 354 | 15853 | 10007083 | 195719 | DSORM | Orakei Main Sewer | Gravity | Pipe | Buried | OP | CONC | None | 1978-06-30 | 6.19 | 6.15 | dwg | OM | Transmission | Legacy | 1 |  |  | 4 | 1350 | [5 empty] | 76289 | NA |  | 79.2 |  | WSL |  | Te Kawerau a Maki,Ngāti Whātua,Ngāti Maru,Ngāti Whātua o Ōrākei,Ngāti Tamaoho,Ngāti Tamaterā,Ngāi Tai ki Tāmaki,Ngāti Hako,Te Ākitai Waiohua | 1.66 | 2 | 1 | 2013 | CCTV Footage Review Log South_Latest.xls | no | 1 | 3 | 2 | CCTV Available (10-20 Years Old) & Soil Type Available | 4.4131 | 4 | 4 | 5 | 5 | NZTA | 1 | Aquifer - Western Springs Volcanic Aquifer | 5 | 2.125 | 0.12998 | Modelled Flow Data Used & Depth Available | 79.2038 | 13
39 | 41 | 15341 | 10007079 | 195718 | DSORM | Orakei Main Sewer | Gravity | Pipe | Buried | OP | BRICK | None | 1911-06-30 | 5.77 | 5.62 | 1.0g | OM | Transmission | GP08008 | 1 |  |  | 4 | 1500 | [5 empty] | 76284 | NA |  | 237.94 |  | WSL |  | Te Kawerau a Maki,Ngāti Whātua,Ngāti Maru,Ngāti Whātua o Ōrākei,Ngāti Tamaoho,Ngāti Tamaterā,Ngāi Tai ki Tāmaki,Ngāti Hako,Te Ākitai Waiohua | 3.08 | 3 | 3 | 2013 | CCTV Footage Review Log South_Latest.xls | no | 1 | 1 | 4 | CCTV Available (10-20 Years Old) & Soil Type Available | 4.413 | 4 | 4 | 5 | 5 | Property Parcels, Building Outlines, Schools & Hospitals | 1 |  | 5 | 2.125 | 0.13074 | Modelled Flow Data Used & Depth Available | 237.941 | 17
48 | 54 | 15338 | 10007074 | 196434 | DSORM | Orakei Main Sewer | Gravity | Pipe | Buried | OP | BRICK | None | 1911-06-30 | 5.5 | 5.42 | dwg | OM | Transmission | Legacy | 1 |  |  | 4 | 1500 | [5 empty] | 76279 | NA |  | 144.36 |  | WSL |  | Te Kawerau a Maki,Ngāti Whātua,Ngāti Maru,Ngāti Whātua o Ōrākei,Ngāti Tamaoho,Ngāti Tamaterā,Ngāi Tai ki Tāmaki,Ngāti Hako,Te Ākitai Waiohua | 3.08 | 3 | 3 | 2013 | CCTV Footage Review Log South_Latest.xls | no | 1 | 1 | 4 | CCTV Available (10-20 Years Old) & Soil Type Available | 4.4117 | 4 | 4 | 5 | 5 | Property Parcels, Building Outlines, Schools & Hospitals | 1 | Aquifer - Western Springs Volcanic Aquifer | 5 | 2.125 | 0.13779 | Modelled Flow Data Used & Depth Available | 144.3638 | 17
49 | 55 | 15339 | 10007075 | 195865 | DSORM | Orakei Main Sewer | Gravity | Pipe | Buried | OP | BRICK | None | 1911-06-30 | 5.52 | 5.5 | dwg | OM | Transmission | Legacy | 1 |  |  | 4 | 1500 | [5 empty] | 76280 | NA |  | 12.69 |  | WSL |  | Te Kawerau a Maki,Ngāti Whātua,Ngāti Maru,Ngāti Whātua o Ōrākei,Ngāti Tamaoho,Ngāti Tamaterā,Ngāi Tai ki Tāmaki,Ngāti Hako,Te Ākitai Waiohua | 4 | 4 | 4 | 2013 | CCTV Footage Review Log South_Latest.xls | no | 1 | 1 | 4 | CCTV Available (10-20 Years Old) & Soil Type Available | 4.4116 | 4 | 4 | 5 | 5 | Schools & Hospitals | 1 | Aquifer - Western Springs Volcanic Aquifer | 5 | 2.125 | 0.13796 | Modelled Flow Data Used & Depth Available | 12.6861 | 21
38 | 40 | 32563 | 10007078 | 196435 | DSORM | Orakei Main Sewer | Gravity | Pipe | Buried | OP | BRICK | None | 1911-06-30 | 5.77 | 5.62 | 1.0g | OM | Transmission | GP08008 | 1 |  |  | 4 | 1500 | [5 empty] | 76283 | NA |  | 13.02 |  | WSL |  | Te Kawerau a Maki,Ngāti Whātua,Ngāti Maru,Ngāti Whātua o Ōrākei,Ngāti Tamaoho,Ngāti Tamaterā,Ngāi Tai ki Tāmaki,Ngāti Hako,Te Ākitai Waiohua | 2.8 | 3 | 2 | 2013 | CCTV Footage Review Log South_Latest.xls | no | 1 | 1 | 4 | CCTV Available (10-20 Years Old) & Soil Type Available | 4.4116 | 4 | 4 | 5 | 5 | Schools & Hospitals | 1 |  | 5 | 2.125 | 0.13799 | Modelled Flow Data Used & Depth Available | 13.0249 | 17
590 | 613 | 15340 | 10007076 | 196293 | DSORM | Orakei Main Sewer | Gravity | Pipe | Buried | OP | BRICK | None | 1911-06-30 | 5.62 | 5.6 | dwg | OM | Transmission | GP10003 | 1 |  |  | 4 | 1500 | [5 empty] | 76281 | NA |  | 96.82 |  | WSL |  | Te Kawerau a Maki,Ngāti Whātua,Ngāti Maru,Ngāti Whātua o Ōrākei,Ngāti Tamaoho,Ngāti Tamaterā,Ngāi Tai ki Tāmaki,Ngāti Hako,Te Ākitai Waiohua | 3.08 | 3 | 3 | 2010 | te puna wai | no | 1 | 1 | 4 | CCTV Available (10-20 Years Old) & Soil Type Available | 4.4116 | 4 | 4 | 5 | 5 | Schools & Hospitals | 1 |  | 5 | 2.125 | 0.13806 | Modelled Flow Data Used & Depth Available | 96.8213 | 17
1464 | 1564 | 15721 | 10006297 | 195622 | DSMAH | Mahia Branch | Gravity | Pipe | Buried | OP | CONC | None | 1971-06-30 | 5.42 | 5.3 | dwg | SI | Transmission | Legacy | 2 |  |  | 4 | 1200 | [5 empty] | 75690 | NA |  | 79.37 |  | WSL |  | Waikato,Ngāti Maru,Ngāti Tamaoho,Ngāti Whanaunga,Ngāti Tamaterā,Ngāti Pāoa,Ngāi Tai ki Tāmaki,Ngāti Hako,Te Ākitai Waiohua | 2 | 2 | 2 | 2016 | te puna wai | no | 1 | 3 | 2 | CCTV Available (0-10 Years Old) & Soil Type Available | 4.4066 | 4 | 2 | 5 | 5 | Property Parcels, KiwiRail | 1 |  | 5 | 2.125 | 0.018319 | Modelled Flow Data Used & Depth Available | 79.3725 | 13
1465 | 1565 | 15722 | 10006296 | 195242 | DSMAH | Mahia Branch | Gravity | Pipe | Tunnelled | OP | CONC | None | 1971-06-30 | 5.46 | 5.42 | dwg | SI | Transmission | Legacy | 2 |  |  | 4 | 1200 | [5 empty] | 75691 | NA |  | 30.41 |  | WSL |  | Waikato,Ngāti Maru,Ngāti Tamaoho,Ngāti Whanaunga,Ngāti Tamaterā,Ngāti Pāoa,Ngāi Tai ki Tāmaki,Ngāti Hako,Te Ākitai Waiohua | 2 | 2 | 2 | 2016 | te puna wai | no | 1 | 3 | 2 | CCTV Available (0-10 Years Old) & Soil Type Available | 4.4066 | 4 | 2 | 5 | 5 | KiwiRail | 1 |  | 5 | 2.125 | 0.018323 | Modelled Flow Data Used & Depth Available | 30.4113 | 13
1468 | 1568 | 15724 | 10006299 | 195773 | DSMAH | Mahia Branch | Gravity | Pipe | Tunnelled | OP | CONC | None | 1971-06-30 | 5.6 | 5.53 | dwg | SI | Transmission | Legacy | 2 |  |  | 4 | 1200 | [5 empty] | 75694 | NA |  | 60.97 |  | WSL |  | Waikato,Ngāti Maru,Ngāti Tamaoho,Ngāti Whanaunga,Ngāti Tamaterā,Ngāti Pāoa,Ngāi Tai ki Tāmaki,Ngāti Hako,Te Ākitai Waiohua | 2.39 | 2 | 2 | 2016 | te puna wai | no | 5 | 3 | 2 | CCTV Available (0-10 Years Old) & Soil Type Available | 4.4066 | 4 | 2 | 5 | 5 | NZTA | 1 |  | 5 | 2.125 | 0.018326 | Modelled Flow Data Used & Depth Available | 60.9726 | 13
280 | 292 | 14946 | 10005418 | 194361 | DSEIN | Eastern Interceptor | Gravity | Pipe | Buried | OP | CONC | None | 1964-06-30 | 7.4 | 7.24 | dwg | EI | Transmission | DU0603 | 1 |  |  | 4 | 2100 | [5 empty] | 74874 | NA |  | 131.53 |  | WSL |  | Waikato,Te Kawerau a Maki,Ngāti Maru,Ngāti Whātua o Ōrākei,Ngāti Tamaoho,Ngāti Tamaterā,Ngāti Pāoa,Ngāi Tai ki Tāmaki,Ngāti Hako,Te Ākitai Waiohua | 3 | 3 | 3 | 2010 | te puna wai | no | 1 | 3 | 2 | CCTV Available (10-20 Years Old) & Soil Type Available | 4.4036 | 4 | 5 | 5 | 2.5 | Property Parcels, Building Outlines | 1 | Aquifer - Auckland Isthmus Volcanic Aquifer | 1 | 1.215 | 0.69056 | Modelled Flow Data Used & Depth Available | 131.53 | 17
218 | 230 | 16936 | 10009250 | 197348 | DSWIN | Western Interceptor | Gravity | Pipe | Tunnelled | OP | CONC | None | 1964-06-30 | 9.7 | 9.07 | dwg | WI | Transmission | Legacy | 1 |  |  | 4 | 1200 | [5 empty] | 78483 | NA |  | 449.25 |  | WSL |  | Te Kawerau a Maki,Ngāti Whātua,Ngāti Whātua o Ōrākei,Ngāti Tamaoho,Ngāti Tamaterā,Te Ākitai Waiohua | 3 | 3 | 3 | 2016 | te puna wai | no | 1 | 3 | 2 | CCTV Available (0-10 Years Old) & Soil Type Available | 4.4032 | 4 | 5 | 5 | 5 | Property Parcels, Building Outlines, Schools & Hospitals | 1 |  | 1 | 1.985 | 0.22741 | Modelled Flow Data Used & Depth Available | 449.2523 | 17
569 | 592 | 15336 | 10099264 | 196445 | DSORM | Orakei Main Sewer | Gravity | Pipe | Buried | OP | BRICK | None | 1911-06-30 | 4.99 | 4.71 | dwg | OM | Transmission | Legacy | 1 |  |  | 4 | 1800 | [5 empty] | 76276 | NA |  | 654.62 |  | WSL |  | Te Kawerau a Maki,Ngāti Whātua,Ngāti Maru,Ngāti Whātua o Ōrākei,Ngāti Tamaoho,Ngāti Tamaterā,Ngāi Tai ki Tāmaki,Ngāti Hako,Te Ākitai Waiohua | 3.12 | 3 |  |  |  | no | 1 | 1 | 4 | CCTV NOT Available or Over 30 Years Old & Soil Type Available | 4.403 | 4 | 4 | 5 | 5 | Property Parcels, Building Outlines, Schools & Hospitals | 1 | Mana Whenua - Nga Kauaewhati, Significant Ecological Area - SEA_T_6245 - | 5 | 2.125 | 0.18421 | Modelled Flow Data Used & Depth Available | 654.6203 | 17
352 | 364 | 15083 | 10005417 | 194869 | DSEIN | Eastern Interceptor | Gravity | Pipe | Tunnelled | OP | CONC | None | 1964-06-30 | 7.24 | 7.12 | dwg | EI | Transmission | DU0603 | 1 |  |  | 4 | 2100 | [5 empty] | 74873 | NA |  | 122.4 |  | WSL |  | Waikato,Te Kawerau a Maki,Ngāti Maru,Ngāti Whātua o Ōrākei,Ngāti Tamaoho,Ngāti Tamaterā,Ngāti Pāoa,Ngāi Tai ki Tāmaki,Ngāti Hako,Te Ākitai Waiohua | 3 | 3 | 3 | 2010 | te puna wai | no | 1 | 3 | 2 | CCTV Available (10-20 Years Old) & Soil Type Available | 4.4001 | 4 | 5 | 5 | 2.5 | Property Parcels | 1 |  | 1 | 1.215 | 0.68876 | Modelled Flow Data Used & Depth Available | 122.3996 | 17
620 | 644 | 2098833 | 10076784 | 197564 | DSSWI | Southwestern Interceptor | Gravity | Pipe | Buried | OP | CONC | None | 2012-03-03 | 15.34 | 13.4 | 0.1s | SW | Transmission | T0000231 | 1 |  |  | 4 | 1500 | [5 empty] | 77568 | NA |  | 400.79 |  | WSL |  | Waikato,Ngāti Maru,Ngāti Tamaoho,Ngāti Whanaunga,Ngāti Tamaterā,Ngāi Tai ki Tāmaki,Ngāti Hako,Te Ākitai Waiohua | 3 | 3 | 3 | 2016 | te puna wai | no | 1 | 1 | 1 | CCTV Available (0-10 Years Old) & Soil Type Available | 4.3996 | 4 | 5 | 5 | 5 | Schools & Hospitals | 1 |  | 1 | 1.985 | 0.22274 | Modelled Flow Data Used & Depth Available | 400.7852 | 17
429 | 447 | 15821 | 10007986 | 196717 | DSSIN | Southern Interceptor | Gravity | Pipe | Buried | OP | CONC | None | 1964-06-30 | 6.1 | 5.22 | dwg | SI | Transmission | Legacy | 1 |  |  | 4 | 1350 | [5 empty] | 77234 | NA |  | 177.75 |  | WSL |  | Waikato,Te Kawerau a Maki,Ngāti Maru,Ngāti Whātua o Ōrākei,Ngāti Tamaoho,Ngāti Tamaterā,Ngāi Tai ki Tāmaki,Ngāti Hako,Te Ākitai Waiohua | 1.53 | 2 | 1 | 2019 | CCTV Footage Review Log South_Latest.xls | no | 1 | 3 | 2 | CCTV Available (0-10 Years Old) & Soil Type Available | 4.3993 | 4 | 4 | 5 | 5 | Property Parcels, Schools & Hospitals | 1 |  | 5 | 2.125 | 0.20391 | Modelled Flow Data Used & Depth Available | 177.749 | 13
428 | 446 | 15822 | 10007987 | 197015 | DSSIN | Southern Interceptor | Gravity | Pipe | Buried | OP | CONC | None | 1964-06-30 | 6.3 | 6.1 | dwg | SI | Transmission | Legacy | 1 |  |  | 4 | 1350 | [5 empty] | 77235 | NA |  | 108.23 |  | WSL |  | Waikato,Te Kawerau a Maki,Ngāti Maru,Ngāti Whātua o Ōrākei,Ngāti Tamaoho,Ngāti Tamaterā,Ngāi Tai ki Tāmaki,Ngāti Hako,Te Ākitai Waiohua | 4 | 4 | 4 | 2019 | CCTV Footage Review Log South_Latest.xls | no | 1 | 3 | 2 | CCTV Available (0-10 Years Old) & Soil Type Available | 4.3993 | 4 | 4 | 5 | 5 | Property Parcels, Schools & Hospitals | 1 |  | 5 | 2.125 | 0.20399 | Modelled Flow Data Used & Depth Available | 108.2272 | 21
427 | 445 | 15823 | 10007988 | 196564 | DSSIN | Southern Interceptor | Gravity | Pipe | Buried | OP | CONC | None | 1964-06-30 | 6.5 | 6.3 | dwg | SI | Transmission | Legacy | 1 |  |  | 4 | 1350 | [5 empty] | 77236 | NA |  | 109.52 |  | WSL |  | Waikato,Te Kawerau a Maki,Ngāti Maru,Ngāti Whātua o Ōrākei,Ngāti Tamaoho,Ngāti Tamaterā,Ngāi Tai ki Tāmaki,Ngāti Hako,Te Ākitai Waiohua | 4 | 4 | 4 | 2019 | CCTV Footage Review Log South_Latest.xls | no | 1 | 3 | 2 | CCTV Available (0-10 Years Old) & Soil Type Available | 4.3993 | 4 | 4 | 5 | 5 | Property Parcels, Building Outlines, Schools & Hospitals | 1 |  | 5 | 2.125 | 0.204 | Modelled Flow Data Used & Depth Available | 109.5206 | 21
281 | 293 | 16006 | 10005416 | 194208 | DSEIN | Eastern Interceptor | Gravity | Pipe | Buried | OP | CONC | None | 1964-06-30 | 7.12 | 6.89 | dwg | EI | Transmission | Legacy | 1 |  |  | 4 | 2100 | [5 empty] | 74872 | NA |  | 124 |  | WSL |  | Waikato,Te Kawerau a Maki,Ngāti Maru,Ngāti Whātua o Ōrākei,Ngāti Tamaoho,Ngāti Tamaterā,Ngāti Pāoa,Ngāi Tai ki Tāmaki,Ngāti Hako,Te Ākitai Waiohua | 3 | 3 | 3 | 2009 | te puna wai | no | 1 | 3 | 2 | CCTV Available (10-20 Years Old) & Soil Type Available | 4.3977 | 4 | 5 | 5 | 2.5 | Property Parcels, Building Outlines | 1 |  | 1 | 1.215 | 0.68752 | Modelled Flow Data Used & Depth Available | 123.9976 | 17
560 | 583 | 15846 | 10008066 | 197035 | DSSIN | Southern Interceptor | Gravity | Pipe | Buried | OP | CONC | None | 1964-06-30 | 13.97 | 13.73 | dwg | SI | Transmission | Legacy | 1 |  |  | 4 | 1200 | [5 empty] | 77288 | NA |  | 298.57 |  | WSL |  | Waikato,Te Kawerau a Maki,Ngāti Maru,Ngāti Tamaoho,Ngāti Whanaunga,Ngāti Tamaterā,Ngāi Tai ki Tāmaki,Ngāti Hako,Te Ākitai Waiohua | 2.27 | 2 | 2 | 2019 | CCTV Footage Review Log South_Latest.xls | no | 5 | 1 | 2 | CCTV Available (0-10 Years Old) & Soil Type Available | 4.3973 | 4 | 3 | 5 | 5 | Property Parcels, KiwiRail | 1 |  | 5 | 2.125 | 0.042893 | Modelled Flow Data Used & Depth Available | 298.5724 | 13
759 | 798 | 15728 | 10005243 | 194335 | DSEDB | Edendale Branch | Gravity | Pipe | Buried | OP | CONC | None | 1914-06-30 | 25.99 | 25.55 | dwg | OM | Transmission | Legacy | 2 |  |  | 4 | 2550 | [5 empty] | 74707 | NA |  | 103.06 |  | WSL |  | Waikato,Te Kawerau a Maki,Ngāti Whātua,Ngāti Maru,Ngāti Whātua o Ōrākei,Ngāti Tamaoho,Ngāti Tamaterā,Ngāi Tai ki Tāmaki,Ngāti Hako,Te Ākitai Waiohua | 3.47 | 3 | 3 | 2017 | CCTV Footage Review Log South_Latest.xls | no | 1 | 1 | 5 | CCTV Available (0-10 Years Old) & Soil Type Available | 4.3823 | 4 | 2 | 5 | 5 | Property Parcels, Building Outlines, Schools & Hospitals | 1 | Aquifer - Western Springs Volcanic Aquifer | 5 | 2.125 | 0.032691 | Modelled Flow Data Used & Depth Available | 103.0621 | 17
404 | 422 | 15741 | 10008047 | 196732 | DSSIN | Southern Interceptor | Gravity | Pipe | Buried | OP | CONC | None | 1964-06-30 | 11.43 | 11.39 | dwg | SI | Transmission | Legacy | 1 |  |  | 4 | 1200 | [5 empty] | 77267 | NA |  | 59.47 |  | WSL |  | Waikato,Te Kawerau a Maki,Ngāti Maru,Ngāti Tamaoho,Ngāti Whanaunga,Ngāti Tamaterā,Ngāi Tai ki Tāmaki,Ngāti Hako,Te Ākitai Waiohua | 3 | 3 | 3 | 2019 | CCTV Footage Review Log South_Latest.xls | no | 5 | 3 | 2 | CCTV Available (0-10 Years Old) & Soil Type Available | 4.378 | 4 | 3 | 5 | 5 | KiwiRail | 1 |  | 5 | 2.125 | 0.063497 | Modelled Flow Data Used & Depth Available | 59.4746 | 17
405 | 423 | 17006 | 10008045 | 196578 | DSSIN | Southern Interceptor | Gravity | Pipe | Buried | OP | CONC | None | 1964-06-30 | 11.34 | 11.27 | dwg | SI | Transmission | Legacy | 1 |  |  | 4 | 1200 | [5 empty] | 77265 | NA |  | 46.23 |  | WSL |  | Waikato,Te Kawerau a Maki,Ngāti Maru,Ngāti Tamaoho,Ngāti Tamaterā,Ngāi Tai ki Tāmaki,Ngāti Hako,Te Ākitai Waiohua | 3 | 3 | 3 | 2019 | CCTV Footage Review Log South_Latest.xls | no | 5 | 3 | 2 | CCTV Available (0-10 Years Old) & Soil Type Available | 4.378 | 4 | 3 | 5 | 5 | Property Parcels, KiwiRail | 1 |  | 5 | 2.125 | 0.063504 | Modelled Flow Data Used & Depth Available | 46.231 | 17
224 | 236 | 16962 | 10008364 | 197152 | DSSWI | Southwestern Interceptor | Gravity | Pipe | Tunnelled | OP | CONC | None | 1977-06-30 | 2.41 | 2.21 | dwg | SW | Transmission | Legacy | 1 |  |  | 4 | 2550 | [5 empty] | 77519 | NA |  | 372.42 |  | WSL |  | Waikato,Te Kawerau a Maki,Ngāti Maru,Ngāti Whātua o Ōrākei,Ngāti Tamaoho,Ngāti Tamaterā,Ngāi Tai ki Tāmaki,Ngāti Hako,Te Ākitai Waiohua | 1.92 | 2 |  |  |  | no | 1 | 3 | 2 | CCTV NOT Available or Over 30 Years Old & Soil Type Available | 4.3777 | 4 | 5 | 5 | 3.5 | Property Parcels, Building Outlines | 4 | NZ River Lines | 5 | 1.945 | 0.25248 | Modelled Flow Data Used & Depth Available | 372.4161 | 13
407 | 425 | 15739 | 10008043 | 196731 | DSSIN | Southern Interceptor | Gravity | Pipe | Tunnelled | OP | CONC | None | 1964-06-30 | 11.16 | 10.31 | dwg | SI | Transmission | Legacy | 1 |  |  | 4 | 1200 | [5 empty] | 77263 | NA |  | 930.3 |  | WSL |  | Waikato,Te Kawerau a Maki,Ngāti Maru,Ngāti Tamaoho,Ngāti Tamaterā,Ngāi Tai ki Tāmaki,Ngāti Hako,Te Ākitai Waiohua | 3 | 3 | 3 | 2019 | CCTV Footage Review Log South_Latest.xls | no | 1 | 3 | 2 | CCTV Available (0-10 Years Old) & Soil Type Available | 4.3679 | 4 | 3 | 5 | 5 | Property Parcels, KiwiRail, Schools & Hospitals | 1 |  | 5 | 2.125 | 0.074227 | Modelled Flow Data Used & Depth Available | 930.3043 | 17
408 | 426 | 15738 | 10008042 | 197029 | DSSIN | Southern Interceptor | Gravity | Pipe | Buried | OP | CONC | None | 1964-06-30 | 10.31 | 10.21 | dwg | SI | Transmission | Legacy | 1 |  |  | 4 | 1200 | [5 empty] | 77262 | NA |  | 101.98 |  | WSL |  | Waikato,Te Kawerau a Maki,Ngāti Maru,Ngāti Tamaoho,Ngāti Tamaterā,Ngāi Tai ki Tāmaki,Ngāti Hako,Te Ākitai Waiohua | 3 | 3 | 3 | 2019 | CCTV Footage Review Log South_Latest.xls | no | 5 | 1 | 2 | CCTV Available (0-10 Years Old) & Soil Type Available | 4.3679 | 4 | 3 | 5 | 5 | KiwiRail | 1 |  | 5 | 2.125 | 0.074282 | Modelled Flow Data Used & Depth Available | 101.9841 | 17
409 | 427 | 15983 | 10008041 | 196577 | DSSIN | Southern Interceptor | Gravity | Pipe | Buried | OP | CONC | None | 1964-06-30 | 10.21 | 10.1 | dwg | SI | Transmission | Legacy | 1 |  |  | 4 | 1200 | [5 empty] | 77261 | NA |  | 106.28 |  | WSL |  | Waikato,Te Kawerau a Maki,Ngāti Maru,Ngāti Tamaoho,Ngāti Tamaterā,Ngāi Tai ki Tāmaki,Ngāti Hako,Te Ākitai Waiohua | 3 | 3 | 3 | 2019 | CCTV Footage Review Log South_Latest.xls | no | 5 | 1 | 2 | CCTV Available (0-10 Years Old) & Soil Type Available | 4.3662 | 4 | 3 | 5 | 5 | KiwiRail | 1 |  | 5 | 2.125 | 0.07609 | Modelled Flow Data Used & Depth Available | 106.2798 | 17
277 | 289 | 14944 | 10005419 | 194715 | DSEIN | Eastern Interceptor | Gravity | Pipe | Buried | OP | CONC | None | 1964-06-30 | 7.56 | 7.4 | dwg | EI | Transmission | DU0603 | 1 |  |  | 4 | 2100 | [5 empty] | 74875 | NA |  | 175.55 |  | WSL |  | Waikato,Te Kawerau a Maki,Ngāti Maru,Ngāti Whātua o Ōrākei,Ngāti Tamaoho,Ngāti Tamaterā,Ngāti Pāoa,Ngāi Tai ki Tāmaki,Ngāti Hako,Te Ākitai Waiohua | 3 | 3 | 3 | 2010 | te puna wai | no | 1 | 1 | 2 | CCTV Available (10-20 Years Old) & Soil Type Available | 4.3658 | 4 | 5 | 5 | 2.5 | Property Parcels, Building Outlines | 1 | Aquifer - Auckland Isthmus Volcanic Aquifer | 1 | 1.215 | 0.67095 | Modelled Flow Data Used & Depth Available | 175.5457 | 17
415 | 433 | 17451 | 10008032 | 196879 | DSSIN | Southern Interceptor | Gravity | Pipe | Buried | OP | CONC | None | 1964-06-30 | 9.24 | 9.22 | dwg | SI | Transmission | Legacy | 1 |  |  | 4 | 1200 | [5 empty] | 77252 | NA |  | 34.51 |  | WSL |  | Waikato,Te Kawerau a Maki,Ngāti Maru,Ngāti Tamaoho,Ngāti Tamaterā,Ngāi Tai ki Tāmaki,Ngāti Hako,Te Ākitai Waiohua | 3 | 3 | 3 | 2019 | CCTV Footage Review Log South_Latest.xls | no | 1 | 3 | 2 | CCTV Available (0-10 Years Old) & Soil Type Available | 4.3645 | 4 | 3 | 5 | 5 | KiwiRail, Schools & Hospitals | 1 |  | 5 | 2.125 | 0.077821 | Modelled Flow Data Used & Depth Available | 34.5062 | 17
413 | 431 | 15737 | 10008035 | 196729 | DSSIN | Southern Interceptor | Gravity | Pipe | Buried | OP | CONC | None | 1964-06-30 | 9.47 | 9.35 | dwg | SI | Transmission | Legacy | 1 |  |  | 4 | 1200 | [5 empty] | 77255 | NA |  | 121.32 |  | WSL |  | Waikato,Te Kawerau a Maki,Ngāti Maru,Ngāti Tamaoho,Ngāti Tamaterā,Ngāi Tai ki Tāmaki,Ngāti Hako,Te Ākitai Waiohua | 3 | 3 | 3 | 2019 | CCTV Footage Review Log South_Latest.xls | no | 1 | 3 | 2 | CCTV Available (0-10 Years Old) & Soil Type Available | 4.3645 | 4 | 3 | 5 | 5 | Property Parcels, KiwiRail, Building Outlines, Schools & Hospitals | 1 |  | 5 | 2.125 | 0.077824 | Modelled Flow Data Used & Depth Available | 121.3246 | 17
3084 | 3345 | 2558677 | 10088451 | 195792 | DSNTH | North Branch Sewer TS30 | Gravity | Pipe | Buried | OP | CONC | None | 2014-07-31 | 0.17 | -0.2 | 0.1s | NI | Transmission | R0007574 | 2 |  |  | 4 | 1050 | [5 empty] | 65171 | NA |  | 85.76 |  | WSL |  | Te Kawerau a Maki,Ngāti Whātua,Ngāti Maru,Ngāti Whātua o Kaipara,Ngāti Whātua o Ōrākei,Ngāti Tamaoho,Ngāti Manuhiri,Ngāti Whanaunga,Ngāti Tamaterā,Ngāti Pāoa,Ngāi Tai ki Tāmaki,Ngāti Hako,Te Ākitai Waiohua | 1.97 | 2 |  |  |  | no | 5 | 3 | 1 | CCTV NOT Available or Over 30 Years Old & Soil Type Available | 4.3535 | 4 | 4 | 4 | 5 | Property Parcels, Schools & Hospitals | 4 | Significant Ecological Area - SEA-M2-57b, NZ River Lines | 5 | 2.345 | 0.8 | Diameter Used For Flow Approximation & Depth Available | 85.7643 | 13
3399 | 3670 | 930351 | 10087772 | 194891 | DSGLR | Glenfield Relief Branch Sewer TS4A New | Gravity | Pipe | Buried | OP | CONC | None | 2004-11-05 | 16.13 | 15.3 | dwg | NI | Transmission | Legacy | 2 |  |  | 4 | 1290 | [5 empty] | 64701 | NA |  | 176.35 |  | WSL |  | Te Kawerau a Maki,Ngāti Whātua,Ngāti Maru,Ngāti Whātua o Ōrākei,Ngāti Tamaoho,Ngāti Manuhiri,Te Patukirikiri,Ngāti Whanaunga,Ngāti Tamaterā,Ngāti Pāoa,Ngāi Tai ki Tāmaki,Ngāti Hako,Te Ākitai Waiohua | 3 | 3 | 3 | 2016 | te puna wai | no | 5 | 1 | 1 | CCTV Available (0-10 Years Old) & Soil Type Available | 4.3516 | 4 | 1 | 5 | 5 | Property Parcels, NZTA | 1 |  | 5 | 2.125 | 0.035222 | Modelled Flow Data Used & Depth Available | 176.346 | 17
4195 | 4479 | 928292 | 10087774 | 194737 | DSGLR | Glenfield Relief Branch Sewer TS4A New | Gravity | Pipe | Buried | OP | CONC | None | 2004-06-28 | 16.41 | 16.13 | dwg | NI | Transmission | Legacy | 2 |  |  | 4 | 1290 | [5 empty] | 64703 | NA |  | 232.14 |  | WSL |  | Te Kawerau a Maki,Ngāti Whātua,Ngāti Maru,Ngāti Whātua o Ōrākei,Ngāti Tamaoho,Ngāti Manuhiri,Te Patukirikiri,Ngāti Whanaunga,Ngāti Tamaterā,Ngāti Pāoa,Ngāi Tai ki Tāmaki,Ngāti Hako,Te Ākitai Waiohua | 2 | 2 | 2 | 2016 | te puna wai | no | 1 | 1 | 1 | CCTV Available (0-10 Years Old) & Soil Type Available | 4.3516 | 4 | 1 | 5 | 5 | NZTA | 1 |  | 5 | 2.125 | 0.035222 | Modelled Flow Data Used & Depth Available | 232.1419 | 13
725 | 759 | 15866 | 10006730 | 196041 | DSONE | Onehunga Branch | Gravity | Pipe | In Tunnel | OP | CONC | None | 1962-06-30 | -3.22 | -4.43 | dwg | WI | Transmission | GP08022 | 2 |  |  | 4 | 1050 | [5 empty] | 76043 | NA |  | 932.48 |  | WSL |  | Waikato,Te Kawerau a Maki,Ngāti Whātua,Ngāti Maru,Ngāti Whātua o Ōrākei,Ngāti Tamaoho,Ngāti Tamaterā,Ngāi Tai ki Tāmaki,Ngāti Hako,Te Ākitai Waiohua | 2.79 | 3 | 2 | 2016 | te puna wai | yes | 5 | 3 | 3 | CCTV Available (0-10 Years Old) & Soil Type Available | 4.3377 | 4 | 4 | 4 | 5 | Property Parcels, NZTA, Building Outlines | 1 |  | 5 | 2.065 | 0.10017 | Modelled Flow Data Used & Depth Available | 932.4783 | 17
268 | 280 | 16121 | 10008110 | 196748 | DSSIN | Southern Interceptor | Gravity | Pipe | Tunnelled | OP | CONC | None | 1965-06-30 | 0.36 | -0.28 | dwg | SI | Transmission | Legacy | 1 |  |  | 4 | 1050 | [5 empty] | 77332 | NA |  | 556.59 |  | WSL |  | Waikato,Ngāti Maru,Ngāti Tamaoho,Ngāti Whanaunga,Ngāti Tamaterā,Ngāti Pāoa,Ngāi Tai ki Tāmaki,Ngāti Hako,Te Ākitai Waiohua | 2 | 2 | 2 | 2019 | CCTV Footage Review Log South_Latest.xls | no | 1 | 3 | 2 | CCTV Available (0-10 Years Old) & Soil Type Available | 4.337 | 4 | 4 | 4 | 5 | Property Parcels, NZTA, Building Outlines | 1 |  | 5 | 2.065 | 0.10819 | Modelled Flow Data Used & Depth Available | 556.5871 | 13
592 | 615 | 17417 | 10005931 | 195303 | DSHIN | Howick Interceptor | Gravity | Pipe | Buried | OP | CONC | None | 1964-06-30 | 6.21 | 6.17 | dwg | HI | Transmission | GP10003 | 1 |  |  | 4 | 1050 | [5 empty] | 75408 | NA |  | 24.72 |  | WSL |  | Waikato,Ngāti Maru,Ngāti Tamaoho,Ngāti Whanaunga,Ngāti Tamaterā,Ngāti Pāoa,Ngāi Tai ki Tāmaki,Ngāti Hako,Te Ākitai Waiohua | 2 | 2 | 2 | 2015 | CCTV Footage Review Log South_Latest.xls | no | 1 | 1 | 2 | CCTV Available (0-10 Years Old) & Soil Type Available | 4.3362 | 4 | 4 | 4 | 5 | Schools & Hospitals | 1 |  | 5 | 2.065 | 0.11554 | Modelled Flow Data Used & Depth Available | 24.7216 | 13
594 | 617 | 16138 | 10005930 | 194778 | DSHIN | Howick Interceptor | Gravity | Pipe | Buried | OP | CONC | None | 1964-06-30 | 6.29 | 6.24 | 2.5g | HI | Transmission | Legacy | 1 |  |  | 4 | 1050 | [5 empty] | 75406 | NA |  | 49.35 |  | WSL |  | Waikato,Ngāti Maru,Ngāti Tamaoho,Ngāti Whanaunga,Ngāti Tamaterā,Ngāti Pāoa,Ngāi Tai ki Tāmaki,Ngāti Hako,Te Ākitai Waiohua | 2.27 | 2 | 2 | 2015 | CCTV Footage Review Log South_Latest.xls | no | 5 | 1 | 2 | CCTV Available (0-10 Years Old) & Soil Type Available | 4.3362 | 4 | 4 | 4 | 5 | Property Parcels, Schools & Hospitals | 1 |  | 5 | 2.065 | 0.11561 | Modelled Flow Data Used & Depth Available | 49.3512 | 13
573 | 596 | 16136 | 10005927 | 195302 | DSHIN | Howick Interceptor | Gravity | Pipe | Buried | OP | CONC | None | 1964-06-30 | 5.98 | 5.82 | dwg | HI | Transmission | Legacy | 1 |  |  | 4 | 1050 | [5 empty] | 75404 | NA |  | 125.75 |  | WSL |  | Waikato,Ngāti Maru,Ngāti Tamaoho,Ngāti Whanaunga,Ngāti Tamaterā,Ngāti Pāoa,Ngāi Tai ki Tāmaki,Ngāti Hako,Te Ākitai Waiohua | 2 | 2 | 2 | 2015 | CCTV Footage Review Log South_Latest.xls | no | 1 | 1 | 2 | CCTV Available (0-10 Years Old) & Soil Type Available | 4.3361 | 4 | 4 | 4 | 5 | Property Parcels, Building Outlines, Schools & Hospitals | 1 |  | 5 | 2.065 | 0.11715 | Modelled Flow Data Used & Depth Available | 125.7458 | 13
572 | 595 | 16137 | 10005928 | 194931 | DSHIN | Howick Interceptor | Gravity | Pipe | Buried | OP | CONC | None | 1964-06-30 | 6.17 | 5.98 | dwg | HI | Transmission | Legacy | 1 |  |  | 4 | 1050 | [5 empty] | 75405 | NA |  | 151.35 |  | WSL |  | Waikato,Ngāti Maru,Ngāti Tamaoho,Ngāti Whanaunga,Ngāti Tamaterā,Ngāti Pāoa,Ngāi Tai ki Tāmaki,Ngāti Hako,Te Ākitai Waiohua | 2 | 2 | 2 | 2015 | CCTV Footage Review Log South_Latest.xls | no | 1 | 1 | 2 | CCTV Available (0-10 Years Old) & Soil Type Available | 4.3361 | 4 | 4 | 4 | 5 | Property Parcels, Building Outlines, Schools & Hospitals | 1 |  | 5 | 2.065 | 0.1172 | Modelled Flow Data Used & Depth Available | 151.3489 | 13
624 | 648 | 32103 | 10076763 | 196990 | DSSWI | Southwestern Interceptor | Rising | Pipe | Buried | OP | PE | None | 2012-03-03 | 15.89 | 0.1 | 0.1s | SW | Transmission | T0000231 | 1 |  |  | 4 | 1000 | [5 empty] | 77591 | NA |  | 2522.45 |  | WSL |  | Waikato,Ngāti Maru,Ngāti Tamaoho,Ngāti Whanaunga,Ngāti Tamaterā,Ngāti Pāoa,Ngāi Tai ki Tāmaki,Ngāti Hako,Te Ākitai Waiohua | 1.59 | 2 |  |  |  | no | 3 | 3 | 1 | CCTV NOT Available or Over 30 Years Old & Soil Type Available | 4.3355 | 4 | 4 | 5 | 5 | Property Parcels, Schools & Hospitals | 4 | Significant Ecological Area - SEA_T_172, NZ River Lines | 1.5 | 2.285 | 0.8 | Diameter Used For Flow Approximation & Depth Available | 2522.4454 | 13
1077 | 1137 | 17588 | 10005204 | 194406 | DSCHP | Chapel Branch | Gravity | Pipe | Buried | OP | CONC | None | 1998-01-10 | 16.73 | 16.62 | 0.1s | TE | Transmission | Legacy | 2 |  |  | 4 | 525 | [5 empty] | 74688 | NA |  | 38.08 |  | WSL |  | Waikato,Ngāti Maru,Ngāti Tamaoho,Ngāti Whanaunga,Ngāti Tamaterā,Ngāti Pāoa,Ngāi Tai ki Tāmaki,Ngāti Hako,Te Ākitai Waiohua | 1.21 | 1 |  |  |  | no | 1 | 3 | 1 | CCTV NOT Available or Over 30 Years Old & Soil Type Available | 4.3349 | 4 | 1 | 2 | 5 | Schools & Hospitals | 4 | NZ River Lines | 1 | 2.075 | 0.011695 | Modelled Flow Data Used & Depth Available | 38.0776 | 7
370 | 384 | 15778 | 10008101 | 196896 | DSSIN | Southern Interceptor | Gravity | Pipe | Buried | OP | CONC | None | 1965-06-30 | -1.69 | -1.92 | dwg | SI | Transmission | Legacy | 1 |  |  | 4 | 1050 | [5 empty] | 77323 | NA |  | 220.34 |  | WSL |  | Waikato,Ngāti Maru,Ngāti Tamaoho,Ngāti Whanaunga,Ngāti Tamaterā,Ngāti Pāoa,Ngāi Tai ki Tāmaki,Ngāti Hako,Te Ākitai Waiohua | 2 | 2 | 2 | 2019 | CCTV Footage Review Log South_Latest.xls | no | 1 | 1 | 2 | CCTV Available (0-10 Years Old) & Soil Type Available | 4.3346 | 4 | 4 | 4 | 5 | Property Parcels, Building Outlines, Schools & Hospitals | 1 |  | 5 | 2.065 | 0.1325 | Modelled Flow Data Used & Depth Available | 220.3405 | 13
369 | 383 | 15777 | 10008100 | 196591 | DSSIN | Southern Interceptor | Gravity | Pipe | Buried | OP | CONC | None | 1965-06-30 | -1.92 | -2.13 | dwg | SI | Transmission | Legacy | 1 |  |  | 4 | 1050 | [5 empty] | 77322 | NA |  | 196.87 |  | WSL |  | Waikato,Ngāti Maru,Ngāti Tamaoho,Ngāti Whanaunga,Ngāti Tamaterā,Ngāti Pāoa,Ngāi Tai ki Tāmaki,Ngāti Hako,Te Ākitai Waiohua | 2 | 2 | 2 | 2019 | CCTV Footage Review Log South_Latest.xls | no | 1 | 1 | 2 | CCTV Available (0-10 Years Old) & Soil Type Available | 4.3345 | 4 | 4 | 4 | 5 | Schools & Hospitals | 1 |  | 5 | 2.065 | 0.13288 | Modelled Flow Data Used & Depth Available | 196.8651 | 13
368 | 382 | 15776 | 10008099 | 197042 | DSSIN | Southern Interceptor | Gravity | Pipe | Buried | OP | CONC | None | 1965-06-30 | -2.13 | -2.24 | dwg | SI | Transmission | Legacy | 1 |  |  | 4 | 1054 | [5 empty] | 77321 | NA |  | 91.37 |  | WSL |  | Waikato,Ngāti Maru,Ngāti Tamaoho,Ngāti Whanaunga,Ngāti Tamaterā,Ngāti Pāoa,Ngāi Tai ki Tāmaki,Ngāti Hako,Te Ākitai Waiohua | 2.46 | 2 |  |  |  | no | 5 | 1 | 2 | CCTV NOT Available or Over 30 Years Old & Soil Type Available | 4.3339 | 4 | 4 | 4 | 5 | Schools & Hospitals | 1 |  | 5 | 2.065 | 0.1395 | Modelled Flow Data Used & Depth Available | 91.3747 | 13
1513 | 1626 | 16851 | 10008474 | 196905 | DSSWN | Swanson Branch | Gravity | Pipe | In Tunnel | OP | CONC | None | 1965-06-30 | -2.93 | -3.26 | dwg | WI | Transmission | Legacy | 2 |  |  | 4 | 1050 | [5 empty] | 77737 | NA |  | 238.96 |  | WSL |  | Te Kawerau a Maki,Ngāti Whātua,Ngāti Whātua o Ōrākei,Ngāti Tamaoho,Ngāti Tamaterā,Te Ākitai Waiohua | 3 | 3 | 3 | 2005 | te puna wai | no | 1 | 3 | 2 | CCTV Available (10-20 Years Old) & Soil Type Available | 4.3334 | 4 | 4 | 4 | 5 | Property Parcels, NZTA, Building Outlines | 1 | Significant Ecological Area - SEA_T_3262 | 5 | 2.065 | 0.14453 | Modelled Flow Data Used & Depth Available | 238.9635 | 17
146 | 152 | 15084 | 10005433 | 194718 | DSEIN | Eastern Interceptor | Gravity | Pipe | Tunnelled | OP | CONC | None | 1964-06-30 | 10.69 | 10.11 | dwg | EI | Transmission | Legacy | 1 |  |  | 4 | 2100 | [5 empty] | 74887 | NA |  | 739.53 |  | WSL |  | Waikato,Te Kawerau a Maki,Ngāti Whātua,Ngāti Maru,Ngāti Whātua o Ōrākei,Ngāti Tamaoho,Ngāti Whanaunga,Ngāti Tamaterā,Ngāti Pāoa,Ngāi Tai ki Tāmaki,Ngāti Hako,Te Ākitai Waiohua | 3 | 3 | 3 | 2010 | te puna wai | no | 1 | 1 | 2 | CCTV Available (10-20 Years Old) & Soil Type Available | 4.3313 | 4 | 5 | 5 | 2.5 | Property Parcels, Building Outlines | 1 |  | 5 | 1.355 | 0.61064 | Modelled Flow Data Used & Depth Available | 739.5268 | 17
2816 | 3065 | 302905 | 10077228 | 197833 | DSWLD | West Lynn Branch Diversion Sewer | Gravity | Pipe | Buried | OP | CONC | None | 2012-12-13 | 9.47 | 9.12 | 0.1s | WI | Transmission | T0000238 | 2 |  |  | 4 | 1050 | [5 empty] | 78623 | NA |  | 199.34 |  | WSL |  | Waikato,Te Kawerau a Maki,Ngāti Whātua,Ngāti Whātua o Ōrākei,Ngāti Tamaoho,Ngāti Tamaterā,Te Ākitai Waiohua | 1.21 | 1 |  |  |  | no | 1 | 3 | 1 | CCTV NOT Available or Over 30 Years Old & Soil Type Available | 4.3266 | 4 | 1 | 4 | 5 | Schools & Hospitals | 1 |  | 5 | 2.065 | 0.008883 | Modelled Flow Data Used & Depth Available | 199.3353 | 7
1170 | 1238 | 15414 | 10004627 | 193817 | DSB09 | Branch 9 Mt Roskill | Gravity | Pipe | Buried | OP | CONC | None | 1965-06-30 | 51.98 | 51.77 | dwg | WI | Transmission | Legacy | 2 |  |  | 4 | 450 | [5 empty] | 74333 | NA |  | 21.42 |  | WSL |  | Waikato,Te Kawerau a Maki,Ngāti Whātua,Ngāti Maru,Ngāti Whātua o Ōrākei,Ngāti Tamaoho,Ngāti Tamaterā,Ngāi Tai ki Tāmaki,Ngāti Hako,Te Ākitai Waiohua | 2.27 | 2 | 2 | 2016 | CCTV Footage Review Log South_Latest.xls | no | 5 | 1 | 2 | CCTV Available (0-10 Years Old) & Soil Type Available | 4.3219 | 4 | 2 | 2 | 5 | Property Parcels, Schools & Hospitals | 4 | Aquifer - Auckland Isthmus Volcanic Aquifer, NZ River Lines | 1 | 2.075 | 0.025198 | Modelled Flow Data Used & Depth Available | 21.4177 | 13
2722 | 2960 | 29084 | 10008607 | 197665 | DSTAK | Takanini Branch | Gravity | Pipe | Buried | OP | CONC | None | 2007-08-01 | 9.96 | 8.45 | 0.1s | SI | Transmission | DC07053 | 2 |  |  | 4 | 1050 | [5 empty] | 77833 | NA |  | 84.28 |  | WSL |  | Waikato,Ngāti Maru,Ngāti Tamaoho,Ngāti Whanaunga,Ngāti Tamaterā,Ngāti Pāoa,Ngāi Tai ki Tāmaki,Ngāti Hako,Te Ākitai Waiohua | 2 | 2 | 2 | 2008 | te puna wai | no | 5 | 1 | 1 | CCTV Available (10-20 Years Old) & Soil Type Available | 4.3139 | 4 | 1 | 4 | 5 | Property Parcels, KiwiRail | 1 |  | 5 | 2.065 | 0.014295 | Modelled Flow Data Used & Depth Available | 84.2799 | 13
729 | 764 | 15096 | 10007623 | 196758 | DSPNR | Penrose Branch | Gravity | Pipe | Buried | OP | CONC | None | 1959-06-30 | -1.41 | -1.42 | dwg | EI | Transmission | Legacy | 2 |  |  | 4 | 900 | [5 empty] | 76963 | NA |  | 1.88 |  | WSL |  | Waikato,Te Kawerau a Maki,Ngāti Whātua,Ngāti Maru,Ngāti Whātua o Ōrākei,Ngāti Tamaoho,Ngāti Tamaterā,Ngāti Pāoa,Ngāi Tai ki Tāmaki,Ngāti Hako,Te Ākitai Waiohua | 2.41 | 2 |  |  |  | no | 1 | 1 | 3 | CCTV NOT Available or Over 30 Years Old & Soil Type Available | 4.3135 | 4 | 3 | 4 | 5 | Property Parcels, KiwiRail | 1 |  | 5 | 2.065 | 0.040162 | Modelled Flow Data Used & Depth Available | 1.8797 | 13
2706 | 2944 | 17601 | 10009060 | 197618 | DSTSE | Tamaki South East Branch | Gravity | Pipe | Buried | OP | CONC | None | 1998-01-10 | 16.65 | 16.57 | dwg | TE | Transmission | Legacy | 2 |  |  | 4 | 825 | [5 empty] | 78156 | NA |  | 114.85 |  | WSL |  | Waikato,Ngāti Maru,Ngāti Tamaoho,Ngāti Whanaunga,Ngāti Tamaterā,Ngāti Pāoa,Ngāi Tai ki Tāmaki,Ngāti Hako,Te Ākitai Waiohua | 1.18 | 1 | 1 | 1999 | te puna wai | no | 1 | 3 | 1 | CCTV Available (20-30 Years Old) & Soil Type Available | 4.3132 | 4 | 2 | 4 | 5 | Schools & Hospitals | 1 |  | 5 | 2.065 | 0.021501 | Modelled Flow Data Used & Depth Available | 114.8491 | 7
144 | 150 | 15087 | 10005434 | 194212 | DSEIN | Eastern Interceptor | Gravity | Pipe | Bridged | OP | CONC | None | 1964-06-30 | 10.78 | 10.73 | dwg | EI | Transmission | Legacy | 1 |  |  | 4 | 2100 | [5 empty] | 74889 | NA |  | 59.99 |  | WSL |  | Waikato,Te Kawerau a Maki,Ngāti Whātua,Ngāti Maru,Ngāti Whātua o Ōrākei,Ngāti Tamaoho,Ngāti Whanaunga,Ngāti Tamaterā,Ngāti Pāoa,Ngāi Tai ki Tāmaki,Ngāti Hako,Te Ākitai Waiohua | 3 | 3 | 3 | 2010 | te puna wai | no | 1 | 1 | 2 | CCTV Available (10-20 Years Old) & Soil Type Not Available | 4.3118 | 4 | 5 | 5 | 2.5 | Property Parcels | 1 |  | 5 | 1.355 | 0.59932 | Modelled Flow Data Used & Depth Available | 59.9891 | 17
599 | 622 | 15343 | 10007091 | 195721 | DSORM | Orakei Main Sewer | Gravity | Pipe | Buried | OP | BRICK | None | 1911-06-30 | 7.74 | 7.56 | 0.1s | OM | Transmission | DU2506 | 1 |  |  | 4 | 1050 | [5 empty] | 76298 | NA |  | 164.03 |  | WSL |  | Te Kawerau a Maki,Ngāti Whātua,Ngāti Maru,Ngāti Whātua o Ōrākei,Ngāti Tamaoho,Ngāti Tamaterā,Ngāi Tai ki Tāmaki,Ngāti Hako,Te Ākitai Waiohua | 3.08 | 3 | 3 | 2013 | CCTV Footage Review Log South_Latest.xls | no | 1 | 1 | 4 | CCTV Available (10-20 Years Old) & Soil Type Available | 4.3106 | 4 | 3 | 4 | 5 | Property Parcels, Building Outlines, Schools & Hospitals | 1 | Aquifer - Auckland Isthmus Volcanic Aquifer | 5 | 2.065 | 0.043511 | Modelled Flow Data Used & Depth Available | 164.0264 | 17
148 | 154 | 15707 | 10005437 | 194719 | DSEIN | Eastern Interceptor | Gravity | Pipe | Tunnelled | OP | CONC | None | 1964-06-30 | 11.18 | 10.97 | dwg | EI | Transmission | Legacy | 1 |  |  | 4 | 2100 | [5 empty] | 74891 | NA |  | 264.27 |  | WSL |  | Waikato,Te Kawerau a Maki,Ngāti Whātua,Ngāti Maru,Ngāti Whātua o Ōrākei,Ngāti Tamaoho,Ngāti Whanaunga,Ngāti Tamaterā,Ngāti Pāoa,Ngāi Tai ki Tāmaki,Ngāti Hako,Te Ākitai Waiohua | 3 | 3 | 3 | 2009 | te puna wai | no | 1 | 1 | 2 | CCTV Available (10-20 Years Old) & Soil Type Available | 4.3103 | 4 | 5 | 5 | 2.5 | Property Parcels, Building Outlines | 1 |  | 5 | 1.355 | 0.59843 | Modelled Flow Data Used & Depth Available | 264.2748 | 17
335 | 347 | 15703 | 10008020 | 196876 | DSSIN | Southern Interceptor | Gravity | Pipe | Tunnelled | OP | CONC | None | 1965-06-30 | 7.51 | 4.89 | dwg | SI | Transmission | Legacy | 1 |  |  | 4 | 825 | [5 empty] | 77358 | NA |  | 1152.25 |  | WSL |  | Waikato,Ngāti Maru,Ngāti Tamaoho,Ngāti Whanaunga,Ngāti Tamaterā,Ngāti Pāoa,Ngāi Tai ki Tāmaki,Ngāti Hako,Te Ākitai Waiohua | 2 | 2 | 2 | 2019 | CCTV Footage Review Log South_Latest.xls | no | 1 | 3 | 2 | CCTV Available (0-10 Years Old) & Soil Type Available | 4.3103 | 4 | 3 | 4 | 5 | Property Parcels, KiwiRail, Building Outlines, Schools & Hospitals | 1 |  | 5 | 2.065 | 0.043936 | Modelled Flow Data Used & Depth Available | 1152.2518 | 13
2046 | 2241 | 17600 | 10009059 | 197426 | DSTSE | Tamaki South East Branch | Gravity | Pipe | Buried | OP | CONC | None | 1998-01-10 | 16.55 | 16.54 | dwg | TE | Transmission | Legacy | 2 |  |  | 4 | 825 | [5 empty] | 78155 | NA |  | 114.35 |  | WSL |  | Waikato,Ngāti Maru,Ngāti Tamaoho,Ngāti Whanaunga,Ngāti Tamaterā,Ngāti Pāoa,Ngāi Tai ki Tāmaki,Ngāti Hako,Te Ākitai Waiohua | 1.18 | 1 | 1 | 1999 | te puna wai | no | 1 | 3 | 1 | CCTV Available (20-30 Years Old) & Soil Type Available | 4.3099 | 4 | 2 | 4 | 5 | Schools & Hospitals | 1 |  | 5 | 2.065 | 0.023515 | Modelled Flow Data Used & Depth Available | 114.3518 | 7
2257 | 2468 | 15118 | 10004386 | 193439 | DSB07 | Branch 7 Arch Hill | Gravity | Pipe | Buried | OP | CONC | None | 1976-06-30 | 10.62 | 10.15 | dwg | OM | Transmission | Legacy | 2 |  |  | 4 | 900 | [5 empty] | 74159 | NA |  | 129.34 |  | WSL |  | Te Kawerau a Maki,Ngāti Whātua,Ngāti Maru,Ngāti Whātua o Ōrākei,Ngāti Tamaoho,Ngāti Tamaterā,Ngāi Tai ki Tāmaki,Ngāti Hako,Te Ākitai Waiohua | 2.17 | 2 | 2 | 2016 | te puna wai | no | 3 | 3 | 2 | CCTV Available (0-10 Years Old) & Soil Type Available | 4.3084 | 4 | 3 | 4 | 5 | NZTA | 1 |  | 5 | 2.065 | 0.046133 | Modelled Flow Data Used & Depth Available | 129.3355 | 13
132 | 138 | 15490 | 10007086 | 196437 | DSORM | Orakei Main Sewer | Gravity | Pipe | Buried | OP | BRICK | None | 1911-06-30 | 7.08 | 6.8 | dwg | OM | Transmission | Legacy | 1 |  |  | 4 | 1050 | [5 empty] | 76292 | NA |  | 276.11 |  | WSL |  | Te Kawerau a Maki,Ngāti Whātua,Ngāti Maru,Ngāti Whātua o Ōrākei,Ngāti Tamaoho,Ngāti Tamaterā,Ngāi Tai ki Tāmaki,Ngāti Hako,Te Ākitai Waiohua | 3.08 | 3 | 3 | 2013 | CCTV Footage Review Log South_Latest.xls | no | 1 | 1 | 4 | CCTV Available (10-20 Years Old) & Soil Type Available | 4.302 | 4 | 3 | 4 | 5 | Property Parcels, Building Outlines, Schools & Hospitals | 1 | Aquifer - Western Springs Volcanic Aquifer | 5 | 2.065 | 0.053688 | Modelled Flow Data Used & Depth Available | 276.1064 | 17
1807 | 1971 | 15850 | 10004047 | 193345 | DSB01 | Branch 1 Remuera | Gravity | Pipe | In Tunnel | OP | CONC | CIP | 1910-06-30 | 3.25 | 2.92 | dwg | OM | Transmission | TF_DU2112 | 2 |  |  | 4 | 1050 | [5 empty] | 73901 | NA |  | 342.29 |  | WSL |  | Waikato,Te Kawerau a Maki,Ngāti Whātua,Ngāti Maru,Ngāti Whātua o Ōrākei,Ngāti Tamaoho,Te Patukirikiri,Ngāti Tamaterā,Ngāti Pāoa,Ngāi Tai ki Tāmaki,Ngāti Hako,Te Ākitai Waiohua | 1 | 1 | 1 | 2017 | te puna wai | yes | 1 | 1 | 1 | CCTV Available (0-10 Years Old) & Soil Type Available | 4.2985 | 4 | 3 | 4 | 5 | Property Parcels, Building Outlines, Schools & Hospitals | 1 | Significant Ecological Area - SEA_T_3230 | 5 | 2.065 | 0.057803 | Modelled Flow Data Used & Depth Available | 342.2863 | 7
53 | 59 | 15081 | 10005446 | 194215 | DSEIN | Eastern Interceptor | Gravity | Pipe | Buried | OP | CONC | None | 1964-06-30 | 13.28 | 13.16 | dwg | EI | Transmission | DU0603 | 1 |  |  | 4 | 2100 | [5 empty] | 74901 | NA |  | 205.17 |  | WSL |  | Waikato,Te Kawerau a Maki,Ngāti Whātua,Ngāti Maru,Ngāti Whātua o Ōrākei,Ngāti Tamaoho,Te Patukirikiri,Ngāti Whanaunga,Ngāti Tamaterā,Ngāti Pāoa,Ngāi Tai ki Tāmaki,Ngāti Hako,Te Ākitai Waiohua | 2.48 | 2 | 2 | 2010 | te puna wai | no | 5 | 3 | 2 | CCTV Available (10-20 Years Old) & Soil Type Available | 4.2937 | 4 | 5 | 5 | 2.5 | Property Parcels, Building Outlines | 4 | NZ River Lines | 5 | 1.635 | 0.45564 | Modelled Flow Data Used & Depth Available | 205.1665 | 13
2617 | 2842 | 14838 | 10007624 | 196264 | DSPNR | Penrose Branch | Gravity | Pipe | In Pipe | OP | CONC | None | 1959-06-30 | -1.32 | -1.41 | dwg | EI | Transmission | Legacy | 2 |  |  | 4 | 900 | [5 empty] | 76964 | NA |  | 45.47 |  | WSL |  | Waikato,Te Kawerau a Maki,Ngāti Whātua,Ngāti Maru,Ngāti Whātua o Ōrākei,Ngāti Tamaoho,Ngāti Tamaterā,Ngāti Pāoa,Ngāi Tai ki Tāmaki,Ngāti Hako,Te Ākitai Waiohua | 3 | 3 | 3 | 2016 | te puna wai | no | 3 | 3 | 3 | CCTV Available (0-10 Years Old) & Soil Type Available | 4.2873 | 4 | 2 | 4 | 5 | KiwiRail | 1 |  | 5 | 2.065 | 0.037675 | Modelled Flow Data Used & Depth Available | 45.4692 | 17
2636 | 2863 | 14970 | 10006743 | 195668 | DSONE | Onehunga Branch | Gravity | Pipe | Buried | OP | CONC | None | 1962-06-30 | 0.27 | 0.16 | dwg | WI | Transmission | Legacy | 2 |  |  | 4 | 900 | [5 empty] | 76056 | NA |  | 30.39 |  | WSL |  | Waikato,Te Kawerau a Maki,Ngāti Whātua,Ngāti Maru,Ngāti Whātua o Ōrākei,Ngāti Tamaoho,Ngāti Tamaterā,Ngāi Tai ki Tāmaki,Ngāti Hako,Te Ākitai Waiohua | 2.24 | 2 | 2 | 2021 | CCTV Footage Review Log South_Latest.xls | yes | 1 | 1 | 3 | CCTV Available (0-10 Years Old) & Soil Type Available | 4.2855 | 4 | 3 | 4 | 5 | Property Parcels, NZTA | 1 |  | 5 | 2.065 | 0.073197 | Modelled Flow Data Used & Depth Available | 30.3861 | 13
2638 | 2865 | 14898 | 10006741 | 195817 | DSONE | Onehunga Branch | Gravity | Pipe | Buried | OP | CONC | None | 1962-06-30 | -0.13 | -0.34 | dwg | WI | Transmission | Legacy | 2 |  |  | 4 | 900 | [5 empty] | 76054 | NA |  | 92.5 |  | WSL |  | Waikato,Te Kawerau a Maki,Ngāti Whātua,Ngāti Maru,Ngāti Whātua o Ōrākei,Ngāti Tamaoho,Ngāti Tamaterā,Ngāi Tai ki Tāmaki,Ngāti Hako,Te Ākitai Waiohua | 2.72 | 3 | 2 | 2008 | te puna wai | yes | 3 | 3 | 3 | CCTV Available (10-20 Years Old) & Soil Type Available | 4.2854 | 4 | 3 | 4 | 5 | Property Parcels, NZTA, Building Outlines | 1 |  | 5 | 2.065 | 0.073271 | Modelled Flow Data Used & Depth Available | 92.4955 | 17
2639 | 2866 | 14897 | 10006740 | 196195 | DSONE | Onehunga Branch | Gravity | Pipe | Buried | OP | CONC | None | 1962-06-30 | -0.34 | -0.68 | dwg | WI | Transmission | Legacy | 2 |  |  | 4 | 900 | [5 empty] | 76053 | NA |  | 140.17 |  | WSL |  | Waikato,Te Kawerau a Maki,Ngāti Whātua,Ngāti Maru,Ngāti Whātua o Ōrākei,Ngāti Tamaoho,Ngāti Tamaterā,Ngāi Tai ki Tāmaki,Ngāti Hako,Te Ākitai Waiohua | 2.58 | 3 | 2 | 2021 | CCTV Footage Review Log South_Latest.xls | yes | 3 | 3 | 3 | CCTV Available (0-10 Years Old) & Soil Type Available | 4.2836 | 4 | 3 | 4 | 5 | NZTA | 1 |  | 5 | 2.065 | 0.07535 | Modelled Flow Data Used & Depth Available | 140.174 | 17
1944 | 2125 | 17031 | 10007233 | 316156 | DSOTB | Otara Branch | Gravity | Pipe | Tunnelled | OP | CONC | None | 1961-06-30 | -0.33 | -1.06 | dwg | SI | Transmission | Legacy | 2 |  |  | 4 | 825 | [5 empty] | 76412 | NA |  | 445.99 |  | WSL |  | Waikato,Te Kawerau a Maki,Ngāti Maru,Ngāti Tamaoho,Ngāti Whanaunga,Ngāti Tamaterā,Ngāti Pāoa,Ngāi Tai ki Tāmaki,Ngāti Hako,Te Ākitai Waiohua | 2.36 | 2 | 2 | 2016 | CCTV Footage Review Log South_Latest.xls | no | 1 | 3 | 3 | CCTV Available (0-10 Years Old) & Soil Type Available | 4.2797 | 4 | 3 | 4 | 5 | Property Parcels, NZTA, Building Outlines | 1 |  | 5 | 2.065 | 0.079944 | Modelled Flow Data Used & Depth Available | 445.9859 | 13
1808 | 1972 | 15849 | 10004046 | 193507 | DSB01 | Branch 1 Remuera | Gravity | Pipe | In Tunnel | OP | CONC | CIP | 1910-06-30 | 2.92 | 2.84 | dwg | OM | Transmission | Legacy | 2 |  |  | 4 | 1050 | [5 empty] | 73900 | NA |  | 78.55 |  | WSL |  | Waikato,Te Kawerau a Maki,Ngāti Whātua,Ngāti Maru,Ngāti Whātua o Ōrākei,Ngāti Tamaoho,Te Patukirikiri,Ngāti Tamaterā,Ngāti Pāoa,Ngāi Tai ki Tāmaki,Ngāti Hako,Te Ākitai Waiohua | 1.22 | 1 | 1 | 2017 | te puna wai | no | 3 | 1 | 1 | CCTV Available (0-10 Years Old) & Soil Type Available | 4.2695 | 4 | 4 | 4 | 5 | Property Parcels, Schools & Hospitals | 1 | Significant Ecological Area - SEA_T_3230 | 5 | 2.065 | 0.8 | Diameter Used For Flow Approximation & Depth Available | 78.5538 | 7
2769 | 3012 | 302842 | 10010420 | 198029 | DSB2D | Branch 2 Diversion | Gravity | Pipe | Buried | OP | PE | None | 2010-04-30 |  |  | 0.1s | OM | Transmission | DC11040 | 2 |  |  | 4 | 900 | [5 empty] | 170974 | NA |  | 422.71 |  | WSL |  | Waikato,Ngāti Tamaoho,Te Patukirikiri,Ngāti Tamaterā,Ngāti Pāoa,Ngāi Tai ki Tāmaki | 1 | 1 |  |  |  | no | 1 | 1 | 1 | CCTV NOT Available or Over 30 Years Old & Soil Type Available | 4.2695 | 4 | 4 | 4 | 5 | Schools & Hospitals | 1 | Ocean Intercept, Significant Ecological Area - SEA-M2-51a | 5 | 2.065 | 0.8 | Diameter Used For Flow Approximation & Depth Available | 422.7123 | 7
1806 | 1970 | 15494 | 10004048 | 193265 | DSB01 | Branch 1 Remuera | Gravity | Pipe | In Tunnel | OP | CONC | CIP | 1910-06-30 | 3.39 | 3.26 | dwg | OM | Transmission | TF_DU2112 | 2 |  |  | 4 | 1050 | [5 empty] | 73902 | NA |  | 130.73 |  | WSL |  | Waikato,Te Kawerau a Maki,Ngāti Whātua,Ngāti Maru,Ngāti Whātua o Ōrākei,Ngāti Tamaoho,Te Patukirikiri,Ngāti Tamaterā,Ngāti Pāoa,Ngāi Tai ki Tāmaki,Ngāti Hako,Te Ākitai Waiohua | 1 | 1 | 1 | 2017 | te puna wai | yes | 1 | 1 | 1 | CCTV Available (0-10 Years Old) & Soil Type Available | 4.2695 | 4 | 4 | 4 | 5 | Property Parcels, Building Outlines, Schools & Hospitals | 1 |  | 5 | 2.065 | 0.8 | Diameter Used For Flow Approximation & Depth Available | 130.7349 | 7
4393 | 4689 | 2692581 | 10100740 | 193670 | DSB9D | Branch 9 Diversion | Gravity | Pipe | Buried | OP | CONC | None | 2016-07-12 | 37.4 | 32.87 | dwg | WI | Transmission | T0001026 | 2 |  |  | 4 | 1050 | [5 empty] | 74554 | NA |  | 83.18 |  | WSL |  | Waikato,Te Kawerau a Maki,Ngāti Whātua,Ngāti Maru,Ngāti Whātua o Ōrākei,Ngāti Tamaoho,Ngāti Tamaterā,Ngāi Tai ki Tāmaki,Ngāti Hako,Te Ākitai Waiohua | 1 | 1 |  |  |  | no | 1 | 1 | 1 | CCTV NOT Available or Over 30 Years Old & Soil Type Available | 4.2695 | 4 | 4 | 4 | 5 | KiwiRail | 1 | Significant Ecological Area - SEA_T_6097, Aquifer - Auckland Isthmus Volcanic Aquifer | 5 | 2.065 | 0.8 | Diameter Used For Flow Approximation & Depth Available | 83.1835 | 7
80 | 86 | 16530 | 10009456 | 197817 | DSWIN | Western Interceptor | Rising | Pipe | Buried | OP | CLS | None | 1964-06-30 |  | 19.62 | dwg | WI | Transmission | DU1506 | 1 |  |  | 4 | 910 | [5 empty] | 78547 | NA |  | 617.38 |  | WSL |  | Waikato,Te Kawerau a Maki,Ngāti Whātua,Ngāti Maru,Ngāti Whātua o Ōrākei,Ngāti Tamaoho,Ngāti Tamaterā,Ngāi Tai ki Tāmaki,Ngāti Hako,Te Ākitai Waiohua | 4.79 | 5 |  |  |  | no | 5 | 3 | 5 | CCTV NOT Available or Over 30 Years Old & Soil Type Available | 4.2515 | 4 | 4 | 5 | 5 | Property Parcels, Schools & Hospitals | 1 |  | 1.5 | 2.005 | 0.8 | Diameter Used For Flow Approximation & Depth Available | 617.3804 | 24 | Defer to NI comisisoning
102 | 108 | 17894 | 10008859 | 197111 | DSTIN | Tamaki East Interceptor | Rising | Pipe | In Tunnel | OP | CLS | None | 1973-06-30 | 0.79 | 10.56 | dwg | TE | Transmission | Legacy | 1 |  |  | 4 | 910 | [5 empty] | 78019 | NA |  | 156.35 |  | WSL |  | Waikato,Te Kawerau a Maki,Ngāti Maru,Ngāti Whātua o Ōrākei,Ngāti Tamaoho,Ngāti Whanaunga,Ngāti Tamaterā,Ngāti Pāoa,Ngāi Tai ki Tāmaki,Ngāti Hako,Te Ākitai Waiohua | 4.41 | 4 |  |  |  | no | 3 | 3 | 5 | CCTV NOT Available or Over 30 Years Old & Soil Type Available | 4.2515 | 4 | 4 | 5 | 5 | NZTA | 1 |  | 1.5 | 2.005 | 0.8 | Diameter Used For Flow Approximation & Depth Available | 156.3504 | 21
4355 | 4646 | 2659732 | 10096525 | 197924 | DSWAV | Wairau Valley Branch Sewer TS5 | Rising | Pipe | Buried | OP | PE | None | 2013-08-31 | 22.79 | 50.59 | 0.1s | NI | Transmission | T0000860 | 2 |  |  | 4 | 1000 | [5 empty] | 65548 | NA |  | 573.22 |  | WSL |  | Te Kawerau a Maki,Ngāti Whātua,Ngāti Maru,Ngāti Whātua o Ōrākei,Ngāti Tamaoho,Ngāti Manuhiri,Te Patukirikiri,Ngāti Whanaunga,Ngāti Tamaterā,Ngāti Pāoa,Ngāi Tai ki Tāmaki,Ngāti Hako,Te Ākitai Waiohua | 1 | 1 |  |  |  | no | 1 | 1 | 1 | CCTV NOT Available or Over 30 Years Old & Soil Type Available | 4.2515 | 4 | 4 | 5 | 5 | Schools & Hospitals | 1 |  | 1.5 | 2.005 | 0.8 | Diameter Used For Flow Approximation & Depth Available | 573.222 | 7
3045 | 3306 | 905817 | 10089080 | 197639 | DSWAV | Wairau Valley Branch Sewer TS5 | Rising | Pipe | Buried | OP | CONC | None | 1962-01-01 |  |  | dwg | NI | Transmission | Legacy | 2 |  |  | 4 | 860 | [5 empty] | 65544 | NA |  | 285.35 |  | WSL |  | Te Kawerau a Maki,Ngāti Whātua,Ngāti Maru,Ngāti Whātua o Ōrākei,Ngāti Tamaoho,Ngāti Manuhiri,Te Patukirikiri,Ngāti Whanaunga,Ngāti Tamaterā,Ngāti Pāoa,Ngāi Tai ki Tāmaki,Ngāti Hako,Te Ākitai Waiohua | 2.41 | 2 |  |  |  | no | 1 | 1 | 3 | CCTV NOT Available or Over 30 Years Old & Soil Type Available | 4.2515 | 4 | 4 | 5 | 5 | Schools & Hospitals | 1 |  | 1.5 | 2.005 | 0.8 | Diameter Used For Flow Approximation & Depth Available | 285.3451 | 13
2848 | 3099 | 302942 | 10079418 | 196115 | DSOTB | Otara Branch | Siphon | Pipe | Buried | OP | CONC | None | 2013-01-17 | 9.97 | 11.14 | 0.1s | SI | Transmission | T0000361 | 2 |  |  | 4 | 1050 | [5 empty] | 76452 | NA |  | 35.29 |  | WSL |  | Waikato,Te Kawerau a Maki,Ngāti Maru,Ngāti Tamaoho,Ngāti Tamaterā,Ngāi Tai ki Tāmaki,Ngāti Hako,Te Ākitai Waiohua | 1.21 | 1 |  |  |  | no | 1 | 3 | 1 | CCTV NOT Available or Over 30 Years Old & Soil Type Available | 4.2515 | 4 | 4 | 5 | 5 | Property Parcels, KiwiRail, Schools & Hospitals | 1 |  | 1.5 | 2.005 | 0.8 | Diameter Used For Flow Approximation & Depth Available | 35.2861 | 7
3619 | 3892 | 2558674 | 10088454 | 196173 | DSNTH | North Branch Sewer TS30 | Gravity | Pipe | Buried | OP | CONC | None | 2014-07-31 | 12.38 | 11.92 | 0.1s | NI | Transmission | R0007574 | 2 |  |  | 4 | 1050 | [5 empty] | 65174 | NA |  | 171.9 |  | WSL |  | Te Kawerau a Maki,Ngāti Whātua,Ngāti Maru,Ngāti Whātua o Kaipara,Ngāti Whātua o Ōrākei,Ngāti Tamaoho,Ngāti Manuhiri,Ngāti Whanaunga,Ngāti Tamaterā,Ngāti Pāoa,Ngāi Tai ki Tāmaki,Ngāti Hako,Te Ākitai Waiohua | 1.97 | 2 |  |  |  | no | 5 | 3 | 1 | CCTV NOT Available or Over 30 Years Old & Soil Type Available | 4.2484 | 4 | 2 | 4 | 5 | Schools & Hospitals | 1 |  | 5 | 2.065 | 0.062021 | Modelled Flow Data Used & Depth Available | 171.8996 | 13
4280 | 4565 | 2558676 | 10088452 | 196018 | DSNTH | North Branch Sewer TS30 | Gravity | Pipe | Buried | OP | CONC | None | 2014-07-31 | 9.58 | 8.08 | 0.1s | NI | Transmission | R0007574 | 2 |  |  | 4 | 1050 | [5 empty] | 65172 | NA |  | 159.45 |  | WSL |  | Te Kawerau a Maki,Ngāti Whātua,Ngāti Maru,Ngāti Whātua o Kaipara,Ngāti Whātua o Ōrākei,Ngāti Tamaoho,Ngāti Manuhiri,Ngāti Whanaunga,Ngāti Tamaterā,Ngāti Pāoa,Ngāi Tai ki Tāmaki,Ngāti Hako,Te Ākitai Waiohua | 1.21 | 1 |  |  |  | no | 1 | 3 | 1 | CCTV NOT Available or Over 30 Years Old & Soil Type Available | 4.2484 | 4 | 2 | 4 | 5 | Schools & Hospitals | 1 |  | 5 | 2.065 | 0.062021 | Modelled Flow Data Used & Depth Available | 159.4522 | 7
1825 | 1989 | 15154 | 10004587 | 193795 | DSB09 | Branch 9 Mt Roskill | Gravity | Pipe | Buried | OP | CONC | None | 1946-06-30 | 38.37 | 37.05 | dwg | WI | Transmission | Legacy | 2 |  |  | 4 | 675 | [5 empty] | 74292 | NA |  | 276.82 |  | WSL |  | Waikato,Te Kawerau a Maki,Ngāti Whātua,Ngāti Maru,Ngāti Whātua o Ōrākei,Ngāti Tamaoho,Ngāti Tamaterā,Ngāi Tai ki Tāmaki,Ngāti Hako,Te Ākitai Waiohua | 2.24 | 2 | 2 | 2016 | CCTV Footage Review Log South_Latest.xls | no | 1 | 1 | 3 | CCTV Available (0-10 Years Old) & Soil Type Available | 4.2401 | 4 | 1 | 3 | 5 | Property Parcels, Building Outlines, Schools & Hospitals | 1 |  | 5 | 2 | 0.0043949 | Modelled Flow Data Used & Depth Available | 276.8183 | 13
1290 | 1380 | 16800 | 10006984 | 196378 | DSORA | Oratia Branch | Gravity | Pipe | Buried | OP | CONC | None | 1970-06-30 | 13.65 | 13.34 | dwg | WI | Transmission | Legacy | 2 |  |  | 4 | 600 | [5 empty] | 76196 | NA |  | 105.84 |  | WSL |  | Te Kawerau a Maki,Ngāti Whātua,Ngāti Whātua o Ōrākei,Ngāti Tamaoho,Ngāti Tamaterā,Te Ākitai Waiohua | 2.33 | 2 | 2 | 2007 | te puna wai | no | 5 | 1 | 2 | CCTV Available (10-20 Years Old) & Soil Type Available | 4.2388 | 4 | 1 | 3 | 5 | Property Parcels, KiwiRail, Building Outlines | 1 |  | 5 | 2 | 0.0049643 | Modelled Flow Data Used & Depth Available | 105.8391 | 13
2479 | 2696 | 26282 | 10007804 | 196679 | DSPUH | Puhinui Branch | Gravity | Pipe | Buried | OP | PE | None | 2005-09-01 | 4.15 | 3.71 | 0.1s | SI | Transmission | DC07005 | 2 |  |  | 4 | 630 | [5 empty] | 77082 | NA |  | 45.02 |  | WSL |  | Waikato,Te Kawerau a Maki,Ngāti Maru,Ngāti Tamaoho,Ngāti Whanaunga,Ngāti Tamaterā,Ngāi Tai ki Tāmaki,Ngāti Hako,Te Ākitai Waiohua | 1.12 | 1 | 1 | 2015 | CCTV Footage Review Log South_Latest.xls | no | 1 | 3 | 1 | CCTV Available (0-10 Years Old) & Soil Type Available | 4.2385 | 4 | 1 | 3 | 5 | Property Parcels, KiwiRail | 1 |  | 5 | 2 | 0.0051252 | Modelled Flow Data Used & Depth Available | 45.0158 | 7
3449 | 3722 | 934770 | 10089044 | 197922 | DSWAV | Wairau Valley Branch Sewer TS5 | Gravity | Pipe | Buried | OP | CONC | None | 1961-01-01 | 51.32 | 50.65 | dwg | NI | Transmission | Legacy | 2 |  |  | 4 | 1220 | [5 empty] | 65530 | NA |  | 167.98 |  | WSL |  | Te Kawerau a Maki,Ngāti Whātua,Ngāti Maru,Ngāti Whātua o Ōrākei,Ngāti Tamaoho,Ngāti Manuhiri,Te Patukirikiri,Ngāti Whanaunga,Ngāti Tamaterā,Ngāti Pāoa,Ngāi Tai ki Tāmaki,Ngāti Hako,Te Ākitai Waiohua | 2.24 | 2 | 2 | 2016 | te puna wai | yes | 1 | 1 | 3 | CCTV Available (0-10 Years Old) & Soil Type Available | 4.237 | 4 | 4 | 5 | 5 | Property Parcels, Building Outlines, Schools & Hospitals | 1 |  | 1 | 1.985 | 0.42113 | Modelled Flow Data Used & Depth Available | 167.9762 | 13
4233 | 4518 | 938956 | 10089045 | 197638 | DSWAV | Wairau Valley Branch Sewer TS5 | Gravity | Pipe | Buried | OP | CONC | CIP | 1967-01-01 | 51.33 | 50.92 | dwg | NI | Transmission | Legacy | 2 |  |  | 4 | 1220 | [5 empty] | 65531 | NA |  | 86.55 |  | WSL |  | Te Kawerau a Maki,Ngāti Whātua,Ngāti Maru,Ngāti Whātua o Ōrākei,Ngāti Tamaoho,Ngāti Manuhiri,Te Patukirikiri,Ngāti Whanaunga,Ngāti Tamaterā,Ngāti Pāoa,Ngāi Tai ki Tāmaki,Ngāti Hako,Te Ākitai Waiohua | 2 | 2 | 2 | 2016 | te puna wai | yes | 1 | 1 | 1 | CCTV Available (0-10 Years Old) & Soil Type Available | 4.237 | 4 | 4 | 5 | 5 | Schools & Hospitals | 1 |  | 1 | 1.985 | 0.42113 | Modelled Flow Data Used & Depth Available | 86.5514 | 13
3797 | 4072 | 914885 | 10088474 | 196178 | DSNTH | North Branch Sewer TS30 | Gravity | Pipe | Buried | OP | CONC | None | 2003-01-06 |  |  | dwg | NI | Transmission | Legacy | 2 |  |  | 4 | 1200 | [5 empty] | 65195 | NA |  | 75.49 |  | WSL |  | Te Kawerau a Maki,Ngāti Whātua,Ngāti Maru,Ngāti Whātua o Kaipara,Ngāti Whātua o Ōrākei,Ngāti Tamaoho,Ngāti Manuhiri,Te Patukirikiri,Ngāti Whanaunga,Ngāti Tamaterā,Ngāti Pāoa,Ngāi Tai ki Tāmaki,Ngāti Hako,Te Ākitai Waiohua | 1.97 | 2 |  |  |  | no | 5 | 3 | 1 | CCTV NOT Available or Over 30 Years Old & Soil Type Available | 4.2368 | 4 | 1 | 5 | 5 | Property Parcels, Schools & Hospitals | 1 |  | 1.5 | 2.005 | 0.0091884 | Modelled Flow Data Used & Depth Available | 75.4922 | 13
2434 | 2646 | 15296 | 10005002 | 193760 | DSB9C | Branch 9C Carrington | Gravity | Pipe | Buried | OP | CONC | None | 1946-06-30 | 23.93 | 23.22 | dwg | OM | Transmission | Legacy | 2 |  |  | 4 | 675 | [5 empty] | 74528 | NA |  | 138.43 |  | WSL |  | Waikato,Te Kawerau a Maki,Ngāti Whātua,Ngāti Maru,Ngāti Whātua o Ōrākei,Ngāti Tamaoho,Ngāti Tamaterā,Ngāi Tai ki Tāmaki,Ngāti Hako,Te Ākitai Waiohua | 3 | 3 | 3 | 2011 | te puna wai | no | 1 | 1 | 3 | CCTV Available (10-20 Years Old) & Soil Type Available | 4.2358 | 4 | 1 | 3 | 5 | Property Parcels, NZTA, Building Outlines | 1 | Significant Ecological Area - SEA_T_6008 | 5 | 2 | 0.0063156 | Modelled Flow Data Used & Depth Available | 138.4269 | 17
2433 | 2645 | 15297 | 10005001 | 193850 | DSB9C | Branch 9C Carrington | Gravity | Pipe | Buried | OP | CONC | None | 1946-06-30 | 23.22 | 21.95 | dwg | OM | Transmission | Legacy | 2 |  |  | 4 | 675 | [5 empty] | 74527 | NA |  | 253.59 |  | WSL |  | Waikato,Te Kawerau a Maki,Ngāti Whātua,Ngāti Maru,Ngāti Whātua o Ōrākei,Ngāti Tamaoho,Ngāti Tamaterā,Ngāi Tai ki Tāmaki,Ngāti Hako,Te Ākitai Waiohua | 3 | 3 | 3 | 2011 | te puna wai | no | 1 | 1 | 3 | CCTV Available (10-20 Years Old) & Soil Type Available | 4.2356 | 4 | 1 | 3 | 5 | Property Parcels, NZTA, Building Outlines | 1 | Significant Ecological Area - SEA_T_6008 | 5 | 2 | 0.0063993 | Modelled Flow Data Used & Depth Available | 253.5944 | 17
4726 | 745482 | 5724213 | 0 | 82770467 | DSMIL | Milldale Branch Sewer | Gravity | Pipe | Tunnelled | OP | CONC | None | 2020-08-28 |  |  | 0.1s | NI | Transmission | 2013320.00 | 2 |  |  |  | 1100 | ASBUILT | ASBUILT | ASBUILT | ASBUILT | CONS | 82750925 |  |  | 216.23 | ASBUILT | WSL |  | Te Kawerau a Maki,Ngāti Whātua,Ngāti Maru,Ngāti Whātua o Kaipara,Ngāti Manuhiri,Ngāti Whanaunga,Ngāti Tamaterā,Ngāti Pāoa,Ngāi Tai ki Tāmaki,Ngāti Hako,Te Ākitai Waiohua | 1.59 | 2 |  |  |  | no | 3 | 3 | 1 | CCTV NOT Available or Over 30 Years Old & Soil Type Not Available | 4.232 | 4 | 4 | 4 | 5 | Property Parcels, NZTA | 1 |  | 1.5 | 1.94 | 0.8 | Diameter Used For Flow Approximation & Depth Available | 216.2336 | 13
2771 | 3014 | 27115 | 10010421 | 193844 | DSB1H | Branch 1 Hobson Diversion | Gravity | Pipe | Buried | OP | PE | None | 2010-04-30 |  |  | dwg | OM | Transmission | DC11040 | 2 |  |  | 4 | 900 | [5 empty] | 74386 | NA |  | 40.88 |  | WSL |  | Waikato,Ngāti Tamaoho,Te Patukirikiri,Ngāti Tamaterā,Ngāti Pāoa,Ngāi Tai ki Tāmaki | 1.38 | 1 |  |  |  | no | 3 | 1 | 1 | CCTV NOT Available or Over 30 Years Old & Soil Type Available | 4.232 | 4 | 4 | 4 | 5 | Property Parcels, Schools & Hospitals | 1 |  | 1.5 | 1.94 | 0.8 | Diameter Used For Flow Approximation & Depth Available | 40.8823 | 7
374 | 390 | 22920 | 10008076 | 196890 | DSSIN | Southern Interceptor | Gravity | Pipe | Tunnelled | OP | CONC | None | 1964-06-30 |  | 17.71 | dwg | SI | Transmission | DC06006 | 1 |  |  | 4 | 900 | [5 empty] | 77298 | NA |  | 94.78 |  | WSL |  | Waikato,Te Kawerau a Maki,Ngāti Maru,Ngāti Tamaoho,Ngāti Whanaunga,Ngāti Tamaterā,Ngāi Tai ki Tāmaki,Ngāti Hako,Te Ākitai Waiohua | 2 | 2 | 2 | 2019 | CCTV Footage Review Log South_Latest.xls | no | 1 | 1 | 2 | CCTV Available (0-10 Years Old) & Soil Type Available | 4.232 | 4 | 4 | 4 | 5 | Property Parcels, KiwiRail | 1 |  | 1.5 | 1.94 | 0.8 | Diameter Used For Flow Approximation & Depth Available | 94.7836 | 13
120 | 126 | 15468 | 10008784 | 197298 | DSTIN | Tamaki East Interceptor | Gravity | Pipe | Buried | OP | CONC | None | 1973-06-30 | 8.99 | 8.85 | dwg | TE | Transmission | Legacy | 1 |  |  | 4 | 1600 | [5 empty] | 77961 | NA |  | 86.05 |  | WSL |  | Waikato,Te Kawerau a Maki,Ngāti Maru,Ngāti Whātua o Ōrākei,Ngāti Tamaoho,Ngāti Tamaterā,Ngāti Pāoa,Ngāi Tai ki Tāmaki,Ngāti Hako,Te Ākitai Waiohua | 2.29 | 2 |  |  |  | no | 3 | 3 | 2 | CCTV NOT Available or Over 30 Years Old & Soil Type Available | 4.2304 | 4 | 4 | 5 | 5 | Property Parcels, Building Outlines, Schools & Hospitals | 1 |  | 1 | 1.985 | 0.12829 | Modelled Flow Data Used & Depth Available | 86.054 | 13
4630 | 734752 | 5635248 | 0 | 82627915 | DSNCR | Northcote Relief Sewer | Gravity | Pipe | Buried | OP | PE | None | 2019-11-25 | 17.49 | 16.77 | 0.1s | NI | Transmission | 2012549 | 2 | 17.49 |  |  | 900 | ASBUILT | ASBUILT | ASBUILT | ASBUILT | CONS | 82604765 |  |  | 228 | ASBUILT | WSL |  | Te Kawerau a Maki,Ngāti Whātua,Ngāti Maru,Ngāti Whātua o Ōrākei,Ngāti Tamaoho,Ngāti Manuhiri,Te Patukirikiri,Ngāti Whanaunga,Ngāti Tamaterā,Ngāti Pāoa,Ngāi Tai ki Tāmaki,Ngāti Hako,Te Ākitai Waiohua | 1.76 | 2 |  |  |  | no | 5 | 1 | 1 | CCTV NOT Available or Over 30 Years Old & Soil Type Available | 4.2275 | 4 | 4 | 4 | 5 | Property Parcels, Schools & Hospitals | 1 |  | 1 | 1.925 | 0.8 | Diameter Used For Flow Approximation & Depth Available | 228.1112 | 13
4625 | 734746 | 5635249 | 0 | 82627918 | DSNCR | Northcote Relief Sewer | Gravity | Pipe | Buried | OP | PE | None | 2019-11-25 | 16.77 | 16.44 | 0.1s | NI | Transmission | 2012549 | 2 | 16.77 |  |  | 900 | ASBUILT | ASBUILT | ASBUILT | ASBUILT | CONS | 82604763 |  |  | 89.91 | ASBUILT | WSL |  | Te Kawerau a Maki,Ngāti Whātua,Ngāti Maru,Ngāti Whātua o Ōrākei,Ngāti Tamaoho,Ngāti Manuhiri,Te Patukirikiri,Ngāti Whanaunga,Ngāti Tamaterā,Ngāti Pāoa,Ngāi Tai ki Tāmaki,Ngāti Hako,Te Ākitai Waiohua | 1.76 | 2 |  |  |  | no | 5 | 1 | 1 | CCTV NOT Available or Over 30 Years Old & Soil Type Available | 4.2275 | 4 | 4 | 4 | 5 | Property Parcels, Schools & Hospitals | 1 |  | 1 | 1.925 | 0.8 | Diameter Used For Flow Approximation & Depth Available | 89.9145 | 13
4627 | 734748 | 5635283 | 0 | 82627921 | DSNCR | Northcote Relief Sewer | Gravity | Pipe | Buried | OP | PE | None | 2019-11-25 | 16.44 | 16.17 | 0.1s | NI | Transmission | 2012549 | 2 | 16.44 |  |  | 900 | ASBUILT | ASBUILT | ASBUILT | ASBUILT | CONS | 82604761 |  |  | 86.89 | ASBUILT | WSL |  | Te Kawerau a Maki,Ngāti Whātua,Ngāti Maru,Ngāti Whātua o Ōrākei,Ngāti Tamaoho,Ngāti Manuhiri,Te Patukirikiri,Ngāti Whanaunga,Ngāti Tamaterā,Ngāti Pāoa,Ngāi Tai ki Tāmaki,Ngāti Hako,Te Ākitai Waiohua | 1.76 | 2 |  |  |  | no | 5 | 1 | 1 | CCTV NOT Available or Over 30 Years Old & Soil Type Available | 4.2275 | 4 | 4 | 4 | 5 | Schools & Hospitals | 1 |  | 1 | 1.925 | 0.8 | Diameter Used For Flow Approximation & Depth Available | 86.8955 | 13
4629 | 734751 | 5635243 | 0 | 82627872 | DSNCR | Northcote Relief Sewer | Gravity | Pipe | Buried | OP | PE | None | 2019-11-25 | 18.29 | 17.87 | 0.1s | NI | Transmission | 2012549 | 2 | 18.29 |  |  | 800 | ASBUILT | ASBUILT | ASBUILT | ASBUILT | CONS | 82604769 |  |  | 71.46 | ASBUILT | WSL |  | Te Kawerau a Maki,Ngāti Whātua,Ngāti Maru,Ngāti Whātua o Ōrākei,Ngāti Tamaoho,Ngāti Manuhiri,Te Patukirikiri,Ngāti Whanaunga,Ngāti Tamaterā,Ngāti Pāoa,Ngāi Tai ki Tāmaki,Ngāti Hako,Te Ākitai Waiohua | 1.97 | 2 |  |  |  | no | 5 | 3 | 1 | CCTV NOT Available or Over 30 Years Old & Soil Type Available | 4.2275 | 4 | 4 | 4 | 5 | Schools & Hospitals | 1 |  | 1 | 1.925 | 0.8 | Diameter Used For Flow Approximation & Depth Available | 71.4586 | 13
4628 | 734749 | 5635242 | 0 | 82627871 | DSNCR | Northcote Relief Sewer | Gravity | Pipe | Buried | OP | PE | None | 2019-11-25 | 18.69 | 18.31 | 0.1s | NI | Transmission | 2012549 | 2 | 18.69 |  |  | 800 | ASBUILT | ASBUILT | ASBUILT | ASBUILT | CONS | 82604771 |  |  | 49.81 | ASBUILT | WSL |  | Te Kawerau a Maki,Ngāti Whātua,Ngāti Maru,Ngāti Whātua o Ōrākei,Ngāti Tamaoho,Ngāti Manuhiri,Te Patukirikiri,Ngāti Whanaunga,Ngāti Tamaterā,Ngāti Pāoa,Ngāi Tai ki Tāmaki,Ngāti Hako,Te Ākitai Waiohua | 1.97 | 2 |  |  |  | no | 5 | 3 | 1 | CCTV NOT Available or Over 30 Years Old & Soil Type Available | 4.2275 | 4 | 4 | 4 | 5 | Schools & Hospitals | 1 |  | 1 | 1.925 | 0.8 | Diameter Used For Flow Approximation & Depth Available | 49.8084 | 13
4626 | 734747 | 5635239 | 0 | 82627870 | DSNCR | Northcote Relief Sewer | Gravity | Pipe | Buried | OP | PE | None | 2019-11-25 | 18.83 | 18.7 | 0.1s | NI | Transmission | 2012549 | 2 | 18.83 |  |  | 800 | ASBUILT | ASBUILT | ASBUILT | ASBUILT | CONS | 82604773 |  |  | 25.84 | ASBUILT | WSL |  | Te Kawerau a Maki,Ngāti Whātua,Ngāti Maru,Ngāti Whātua o Ōrākei,Ngāti Tamaoho,Ngāti Manuhiri,Te Patukirikiri,Ngāti Whanaunga,Ngāti Tamaterā,Ngāti Pāoa,Ngāi Tai ki Tāmaki,Ngāti Hako,Te Ākitai Waiohua | 1.97 | 2 |  |  |  | no | 5 | 3 | 1 | CCTV NOT Available or Over 30 Years Old & Soil Type Available | 4.2275 | 4 | 4 | 4 | 5 | Schools & Hospitals | 1 |  | 1 | 1.925 | 0.8 | Diameter Used For Flow Approximation & Depth Available | 25.8425 | 13
597 | 620 | 40789 | 10064125 | 195873 | DSORM | Orakei Main Sewer | Gravity | Pipe | Buried | OP | BRICK | None | 1911-06-30 | 7.74 | 7.56 | 0.1s | OM | Transmission | DU2506 | 1 |  |  | 4 | 1050 | [5 empty] | 76296 | NA |  | 7.98 |  | WSL |  | Te Kawerau a Maki,Ngāti Whātua,Ngāti Maru,Ngāti Whātua o Ōrākei,Ngāti Tamaoho,Ngāti Tamaterā,Ngāi Tai ki Tāmaki,Ngāti Hako,Te Ākitai Waiohua | 4.06 | 4 | 4 | 2013 | CCTV Footage Review Log South_Latest.xls | no | 5 | 3 | 4 | CCTV Available (10-20 Years Old) & Soil Type Available | 4.2275 | 4 | 4 | 4 | 5 | Property Parcels, Schools & Hospitals | 1 | Aquifer - Auckland Isthmus Volcanic Aquifer | 1 | 1.925 | 0.8 | Diameter Used For Flow Approximation & Depth Available | 7.9764 | 21
4392 | 4688 | 2692580 | 10100741 | 193863 | DSB9D | Branch 9 Diversion | Gravity | Pipe | Buried | OP | CONC | None | 2016-07-13 | 38.6 | 37.72 | dwg | WI | Transmission | T0001026 | 2 |  |  | 4 | 1050 | [5 empty] | 74555 | NA |  | 51.47 |  | WSL |  | Waikato,Te Kawerau a Maki,Ngāti Whātua,Ngāti Maru,Ngāti Whātua o Ōrākei,Ngāti Tamaoho,Ngāti Tamaterā,Ngāi Tai ki Tāmaki,Ngāti Hako,Te Ākitai Waiohua | 1 | 1 |  |  |  | no | 1 | 1 | 1 | CCTV NOT Available or Over 30 Years Old & Soil Type Available | 4.2275 | 4 | 4 | 4 | 5 | KiwiRail | 1 | Significant Ecological Area - SEA_T_6097, Aquifer - Auckland Isthmus Volcanic Aquifer | 1 | 1.925 | 0.8 | Diameter Used For Flow Approximation & Depth Available | 51.4684 | 7
4623 | 734744 | 5635246 | 0 | 82627875 | DSNCR | Northcote Relief Sewer | Gravity | Pipe | Buried | OP | PE | None | 2019-11-25 | 17.81 | 17.51 | 0.1s | NI | Transmission | 2012549 | 2 | 17.81 |  |  | 900 | ASBUILT | ASBUILT | ASBUILT | ASBUILT | CONS | 82604767 |  |  | 51.11 | ASBUILT | WSL |  | Te Kawerau a Maki,Ngāti Whātua,Ngāti Maru,Ngāti Whātua o Ōrākei,Ngāti Tamaoho,Ngāti Manuhiri,Te Patukirikiri,Ngāti Whanaunga,Ngāti Tamaterā,Ngāti Pāoa,Ngāi Tai ki Tāmaki,Ngāti Hako,Te Ākitai Waiohua | 1 | 1 |  |  |  | no | 1 | 1 | 1 | CCTV NOT Available or Over 30 Years Old & Soil Type Available | 4.2275 | 4 | 4 | 4 | 5 | Property Parcels, Schools & Hospitals | 1 |  | 1 | 1.925 | 0.8 | Diameter Used For Flow Approximation & Depth Available | 51.1063 | 7
217 | 229 | 16935 | 10009251 | 197489 | DSWIN | Western Interceptor | Gravity | Pipe | Buried | OP | CONC | None | 1964-06-30 | 9.78 | 9.7 | dwg | WI | Transmission | Legacy | 1 |  |  | 4 | 1194 | [5 empty] | 78484 | NA |  | 39.2 |  | WSL |  | Te Kawerau a Maki,Ngāti Whātua,Ngāti Whātua o Ōrākei,Ngāti Tamaoho,Ngāti Tamaterā,Te Ākitai Waiohua | 3 | 3 | 3 | 2016 | te puna wai | no | 1 | 3 | 2 | CCTV Available (0-10 Years Old) & Soil Type Available | 4.2275 | 4 | 4 | 4 | 5 | Property Parcels, Building Outlines, Schools & Hospitals | 1 |  | 1 | 1.925 | 0.8 | Diameter Used For Flow Approximation & Depth Available | 39.1985 | 17
3108 | 3370 | 909896 | 10089019 | 197235 | DSWAV | Wairau Valley Branch Sewer TS5 | Gravity | Pipe | Buried | OP | CONC | None | 1961-01-01 |  |  | dwg | NI | Transmission | Legacy | 2 |  |  | 4 | 1350 | [5 empty] | 65505 | NA |  | 193.42 |  | WSL |  | Te Kawerau a Maki,Ngāti Whātua,Ngāti Maru,Ngāti Whātua o Kaipara,Ngāti Whātua o Ōrākei,Ngāti Tamaoho,Ngāti Manuhiri,Te Patukirikiri,Ngāti Whanaunga,Ngāti Tamaterā,Ngāti Pāoa,Ngāi Tai ki Tāmaki,Ngāti Hako,Te Ākitai Waiohua | 3 | 3 | 3 | 2016 | te puna wai | yes | 1 | 1 | 3 | CCTV Available (0-10 Years Old) & Soil Type Available | 4.2271 | 4 | 5 | 5 | 2.5 | Property Parcels, Building Outlines | 1 |  | 1.5 | 1.235 | 0.59265 | Modelled Flow Data Used & Depth Available | 193.4171 | 17
3513 | 3786 | 933568 | 10089020 | 197916 | DSWAV | Wairau Valley Branch Sewer TS5 | Gravity | Pipe | Buried | OP | CONC | None | 1961-01-01 |  |  | dwg | NI | Transmission | Legacy | 2 |  |  | 4 | 1350 | [5 empty] | 65506 | NA |  | 59.99 |  | WSL |  | Te Kawerau a Maki,Ngāti Whātua,Ngāti Maru,Ngāti Whātua o Kaipara,Ngāti Whātua o Ōrākei,Ngāti Tamaoho,Ngāti Manuhiri,Te Patukirikiri,Ngāti Whanaunga,Ngāti Tamaterā,Ngāti Pāoa,Ngāi Tai ki Tāmaki,Ngāti Hako,Te Ākitai Waiohua | 4 | 4 | 4 | 2016 | te puna wai | yes | 1 | 1 | 3 | CCTV Available (0-10 Years Old) & Soil Type Available | 4.2271 | 4 | 5 | 5 | 2.5 | Property Parcels | 1 | Significant Ecological Area - SEA_T_8091A | 1.5 | 1.235 | 0.59265 | Modelled Flow Data Used & Depth Available | 59.9937 | 21
4136 | 4418 | 933701 | 10089018 | 197442 | DSWAV | Wairau Valley Branch Sewer TS5 | Gravity | Pipe | Buried | OP | CONC | None | 1961-01-01 |  |  | dwg | NI | Transmission | Legacy | 2 |  |  | 4 | 1350 | [5 empty] | 65504 | NA |  | 120.14 |  | WSL |  | Te Kawerau a Maki,Ngāti Whātua,Ngāti Maru,Ngāti Whātua o Kaipara,Ngāti Whātua o Ōrākei,Ngāti Tamaoho,Ngāti Manuhiri,Te Patukirikiri,Ngāti Whanaunga,Ngāti Tamaterā,Ngāti Pāoa,Ngāi Tai ki Tāmaki,Ngāti Hako,Te Ākitai Waiohua | 4 | 4 | 4 | 2016 | te puna wai | yes | 1 | 3 | 3 | CCTV Available (0-10 Years Old) & Soil Type Available | 4.2256 | 4 | 5 | 5 | 2.5 | Property Parcels, Building Outlines | 1 |  | 1.5 | 1.235 | 0.59188 | Modelled Flow Data Used & Depth Available | 120.1414 | 21
765 | 804 | 16918 | 10008510 | 197578 | DSSWN | Swanson Branch | Gravity | Pipe | Buried | OP | CONC | None | 1965-06-30 | 10.01 | 9.4 | dwg | WI | Transmission | Legacy | 2 |  |  | 4 | 600 | [5 empty] | 77776 | NA |  | 121.9 |  | WSL |  | Te Kawerau a Maki,Ngāti Whātua,Ngāti Whātua o Ōrākei,Ngāti Tamaoho,Ngāti Tamaterā,Te Ākitai Waiohua | 2.33 | 2 | 2 | 2009 | te puna wai | no | 5 | 1 | 2 | CCTV Available (10-20 Years Old) & Soil Type Available | 4.222 | 4 | 1 | 3 | 5 | Schools & Hospitals | 1 |  | 5 | 2 | 0.012429 | Modelled Flow Data Used & Depth Available | 121.9029 | 13
937 | 989 | 15317 | 10004877 | 193725 | DSB7A | Branch 7A Morningside | Gravity | Pipe | Buried | OP | CONC | RBLOC | 1912-06-30 | 30.73 | 30.03 | dwg | OM | Transmission | Legacy | 2 |  |  | 4 | 686 | [5 empty] | 74454 | NA |  | 240.46 |  | WSL |  | Waikato,Te Kawerau a Maki,Ngāti Whātua,Ngāti Maru,Ngāti Whātua o Ōrākei,Ngāti Tamaoho,Ngāti Tamaterā,Ngāi Tai ki Tāmaki,Ngāti Hako,Te Ākitai Waiohua | 2 | 2 | 2 | 2017 | CCTV Footage Review Log South_Latest.xls | no | 1 | 1 | 1 | CCTV Available (0-10 Years Old) & Soil Type Available | 4.2201 | 4 | 2 | 3 | 5 | Property Parcels, KiwiRail, Building Outlines | 1 | Aquifer - Western Springs Volcanic Aquifer | 5 | 2 | 0.019918 | Modelled Flow Data Used & Depth Available | 240.4617 | 13
2162 | 2365 | 15016 | 10006772 | 196203 | DSONE | Onehunga Branch | Gravity | Pipe | Buried | OP | CONC | None | 1962-06-30 | 12.02 | 11.62 | dwg | WI | Transmission | Legacy | 2 |  |  | 4 | 675 | [5 empty] | 76085 | NA |  | 120.09 |  | WSL |  | Waikato,Te Kawerau a Maki,Ngāti Whātua,Ngāti Maru,Ngāti Whātua o Ōrākei,Ngāti Tamaoho,Ngāti Tamaterā,Ngāti Pāoa,Ngāi Tai ki Tāmaki,Ngāti Hako,Te Ākitai Waiohua | 2.24 | 2 | 2 | 2021 | CCTV Footage Review Log South_Latest.xls | yes | 1 | 1 | 3 | CCTV Available (0-10 Years Old) & Soil Type Available | 4.2195 | 4 | 3 | 3 | 5 | Property Parcels, KiwiRail, Building Outlines | 1 | Aquifer - Mt Wellington Volcanic Aquifer | 5 | 2 | 0.040673 | Modelled Flow Data Used & Depth Available | 120.0881 | 13
2165 | 2368 | 15013 | 10006769 | 195824 | DSONE | Onehunga Branch | Gravity | Pipe | Buried | OP | CONC | None | 1962-06-30 | 11.13 | 10.8 | dwg | WI | Transmission | Legacy | 2 |  |  | 4 | 675 | [5 empty] | 76082 | NA |  | 98.3 |  | WSL |  | Waikato,Te Kawerau a Maki,Ngāti Whātua,Ngāti Maru,Ngāti Whātua o Ōrākei,Ngāti Tamaoho,Ngāti Tamaterā,Ngāti Pāoa,Ngāi Tai ki Tāmaki,Ngāti Hako,Te Ākitai Waiohua | 2.24 | 2 | 2 | 2021 | CCTV Footage Review Log South_Latest.xls | yes | 1 | 1 | 3 | CCTV Available (0-10 Years Old) & Soil Type Available | 4.2194 | 4 | 3 | 3 | 5 | KiwiRail | 1 | Aquifer - Onehunga Volcanic Aquifer | 5 | 2 | 0.040863 | Modelled Flow Data Used & Depth Available | 98.2967 | 13
2166 | 2369 | 14981 | 10006768 | 196202 | DSONE | Onehunga Branch | Gravity | Pipe | Buried | OP | CONC | None | 1962-06-30 | 10.8 | 10.25 | dwg | WI | Transmission | Legacy | 2 |  |  | 4 | 600 | [5 empty] | 76081 | NA |  | 90.72 |  | WSL |  | Waikato,Te Kawerau a Maki,Ngāti Whātua,Ngāti Maru,Ngāti Whātua o Ōrākei,Ngāti Tamaoho,Ngāti Tamaterā,Ngāti Pāoa,Ngāi Tai ki Tāmaki,Ngāti Hako,Te Ākitai Waiohua | 2.24 | 2 | 2 | 2021 | CCTV Footage Review Log South_Latest.xls | yes | 1 | 1 | 3 | CCTV Available (0-10 Years Old) & Soil Type Available | 4.2194 | 4 | 3 | 3 | 5 | KiwiRail | 1 | Aquifer - Onehunga Volcanic Aquifer | 5 | 2 | 0.040863 | Modelled Flow Data Used & Depth Available | 90.7211 | 13
2167 | 2370 | 14982 | 10006767 | 195674 | DSONE | Onehunga Branch | Gravity | Pipe | Buried | OP | CONC | None | 1962-06-30 | 10.25 | 8.85 | dwg | WI | Transmission | Legacy | 2 |  |  | 4 | 600 | [5 empty] | 76080 | NA |  | 42.48 |  | WSL |  | Waikato,Te Kawerau a Maki,Ngāti Whātua,Ngāti Maru,Ngāti Whātua o Ōrākei,Ngāti Tamaoho,Ngāti Tamaterā,Ngāti Pāoa,Ngāi Tai ki Tāmaki,Ngāti Hako,Te Ākitai Waiohua | 2.24 | 2 | 2 | 2021 | CCTV Footage Review Log South_Latest.xls | yes | 1 | 1 | 3 | CCTV Available (0-10 Years Old) & Soil Type Available | 4.2194 | 4 | 3 | 3 | 5 | KiwiRail | 1 | Aquifer - Onehunga Volcanic Aquifer | 5 | 2 | 0.040863 | Modelled Flow Data Used & Depth Available | 42.4772 | 13
2164 | 2367 | 15014 | 10006770 | 196051 | DSONE | Onehunga Branch | Gravity | Pipe | Buried | OP | CONC | None | 1962-06-30 | 11.23 | 11.13 | dwg | WI | Transmission | Legacy | 2 |  |  | 4 | 675 | [5 empty] | 76083 | NA |  | 28.93 |  | WSL |  | Waikato,Te Kawerau a Maki,Ngāti Whātua,Ngāti Maru,Ngāti Whātua o Ōrākei,Ngāti Tamaoho,Ngāti Tamaterā,Ngāti Pāoa,Ngāi Tai ki Tāmaki,Ngāti Hako,Te Ākitai Waiohua | 2.24 | 2 | 2 | 2021 | CCTV Footage Review Log South_Latest.xls | yes | 1 | 1 | 3 | CCTV Available (0-10 Years Old) & Soil Type Available | 4.2194 | 4 | 3 | 3 | 5 | Property Parcels, KiwiRail | 1 | Aquifer - Onehunga Volcanic Aquifer | 5 | 2 | 0.040863 | Modelled Flow Data Used & Depth Available | 28.93 | 13
1365 | 1456 | 16702 | 10005721 | 194501 | DSGLE | Glen Eden Branch | Gravity | Pipe | Buried | OP | CONC | None | 1965-06-30 | 12.24 | 11.77 | dwg | WI | Transmission | Legacy | 2 |  |  | 4 | 675 | [5 empty] | 75209 | NA |  | 127.26 |  | WSL |  | Te Kawerau a Maki,Ngāti Whātua,Ngāti Whātua o Ōrākei,Ngāti Tamaoho,Ngāti Tamaterā,Te Ākitai Waiohua | 2.48 | 2 | 2 | 2011 | te puna wai | no | 5 | 3 | 2 | CCTV Available (10-20 Years Old) & Soil Type Available | 4.2193 | 4 | 3 | 3 | 5 | Schools & Hospitals | 1 |  | 5 | 2 | 0.040892 | Modelled Flow Data Used & Depth Available | 127.2555 | 13
2471 | 2688 | 25486 | 10006551 | 195375 | DSMSE | Mangere South East Branch | Gravity | Pipe | Buried | OP | CONC | None | 2009-05-05 | 5.17 | 3.27 | 0.1s | EI | Transmission | DC09028 | 2 |  |  | 4 | 700 | [5 empty] | 75883 | NA |  | 36.91 |  | WSL |  | Waikato,Te Kawerau a Maki,Ngāti Maru,Ngāti Whātua o Ōrākei,Ngāti Tamaoho,Ngāti Tamaterā,Ngāi Tai ki Tāmaki,Ngāti Hako,Te Ākitai Waiohua | 1.54 | 2 | 1 | 2010 | te puna wai | no | 5 | 1 | 1 | CCTV Available (10-20 Years Old) & Soil Type Available | 4.2192 | 4 | 2 | 3 | 5 | Schools & Hospitals | 1 |  | 5 | 2 | 0.02051 | Modelled Flow Data Used & Depth Available | 36.9085 | 13
2496 | 2714 | 40468 | 10006552 | 196073 | DSMSE | Mangere South East Branch | Gravity | Pipe | Buried | OP | CONC | None | 2009-05-05 | 5.45 | 5.17 | 0.1s | EI | Transmission | DC09028 | 2 |  |  | 4 | 630 | [5 empty] | 75884 | NA |  | 119.04 |  | WSL |  | Waikato,Te Kawerau a Maki,Ngāti Maru,Ngāti Whātua o Ōrākei,Ngāti Tamaoho,Ngāti Tamaterā,Ngāi Tai ki Tāmaki,Ngāti Hako,Te Ākitai Waiohua | 1.54 | 2 | 1 | 2010 | te puna wai | no | 5 | 1 | 1 | CCTV Available (10-20 Years Old) & Soil Type Available | 4.2192 | 4 | 2 | 3 | 5 | Schools & Hospitals | 1 |  | 5 | 2 | 0.020517 | Modelled Flow Data Used & Depth Available | 119.0397 | 13
2484 | 2701 | 40470 | 10006553 | 195531 | DSMSE | Mangere South East Branch | Gravity | Pipe | Buried | OP | CONC | None | 2009-05-05 | 5.54 | 5.45 | 0.1s | EI | Transmission | DC09028 | 2 |  |  | 4 | 630 | [5 empty] | 75885 | NA |  | 47.87 |  | WSL |  | Waikato,Te Kawerau a Maki,Ngāti Maru,Ngāti Whātua o Ōrākei,Ngāti Tamaoho,Ngāti Tamaterā,Ngāi Tai ki Tāmaki,Ngāti Hako,Te Ākitai Waiohua | 1.54 | 2 | 1 | 2010 | te puna wai | no | 5 | 1 | 1 | CCTV Available (10-20 Years Old) & Soil Type Available | 4.2191 | 4 | 2 | 3 | 5 | Schools & Hospitals | 1 |  | 5 | 2 | 0.020572 | Modelled Flow Data Used & Depth Available | 47.869 | 13
2485 | 2702 | 40457 | 10006554 | 195918 | DSMSE | Mangere South East Branch | Gravity | Pipe | Buried | OP | CONC | None | 2009-05-05 | 5.8 | 5.54 | 0.1s | EI | Transmission | DC09028 | 2 |  |  | 4 | 630 | [5 empty] | 75886 | NA |  | 183.49 |  | WSL |  | Waikato,Te Kawerau a Maki,Ngāti Maru,Ngāti Whātua o Ōrākei,Ngāti Tamaoho,Ngāti Tamaterā,Ngāi Tai ki Tāmaki,Ngāti Hako,Te Ākitai Waiohua | 1.54 | 2 | 1 | 2010 | te puna wai | no | 5 | 1 | 1 | CCTV Available (10-20 Years Old) & Soil Type Available | 4.2191 | 4 | 2 | 3 | 5 | Schools & Hospitals | 1 |  | 5 | 2 | 0.020607 | Modelled Flow Data Used & Depth Available | 183.4872 | 13
928 | 980 | 16271 | 10004806 | 193855 | DSB3C | Branch 3C Khyber Pass | Gravity | Pipe | Buried | OP | BRICK | None | 1927-06-30 | 51.41 | 51.14 | dwg | OM | Transmission | Legacy | 2 |  |  | 4 | 1200 | [5 empty] | 74408 | NA |  | 42.23 |  | WSL |  | Waikato,Te Kawerau a Maki,Ngāti Whātua,Ngāti Maru,Ngāti Whātua o Ōrākei,Ngāti Tamaoho,Te Patukirikiri,Ngāti Tamaterā,Ngāti Pāoa,Ngāi Tai ki Tāmaki,Ngāti Hako,Te Ākitai Waiohua | 3 | 3 | 3 | 2012 | te puna wai | no | 1 | 1 | 3 | CCTV Available (10-20 Years Old) & Soil Type Available | 4.2184 | 4 | 1 | 5 | 5 | Property Parcels, KiwiRail | 1 |  | 1 | 1.985 | 0.0040667 | Modelled Flow Data Used & Depth Available | 42.2316 | 17
864 | 905 | 16272 | 10004811 | 193466 | DSB3C | Branch 3C Khyber Pass | Gravity | Pipe | Buried | OP | BRICK | None | 1927-06-30 | 51.14 | 50.88 | dwg | OM | Transmission | Legacy | 2 |  |  | 4 | 1310 | [5 empty] | 74407 | NA |  | 16.21 |  | WSL |  | Waikato,Te Kawerau a Maki,Ngāti Whātua,Ngāti Maru,Ngāti Whātua o Ōrākei,Ngāti Tamaoho,Te Patukirikiri,Ngāti Tamaterā,Ngāti Pāoa,Ngāi Tai ki Tāmaki,Ngāti Hako,Te Ākitai Waiohua | 3 | 3 | 3 | 2012 | te puna wai | no | 1 | 1 | 3 | CCTV Available (10-20 Years Old) & Soil Type Available | 4.2184 | 4 | 1 | 5 | 5 | Property Parcels, KiwiRail | 1 |  | 1 | 1.985 | 0.0040667 | Modelled Flow Data Used & Depth Available | 16.2058 | 17
1817 | 1981 | 15305 | 10004988 | 193513 | DSB9C | Branch 9C Carrington | Gravity | Pipe | Tunnelled | OP | CONC | None | 1946-06-30 | 14.7 | 14.14 | dwg | OM | Transmission | Legacy | 2 |  |  | 4 | 750 | [5 empty] | 74514 | NA |  | 172.06 |  | WSL |  | Te Kawerau a Maki,Ngāti Whātua,Ngāti Maru,Ngāti Whātua o Ōrākei,Ngāti Tamaoho,Ngāti Tamaterā,Ngāi Tai ki Tāmaki,Ngāti Hako,Te Ākitai Waiohua | 2.57 | 3 | 2 | 2011 | te puna wai | no | 3 | 1 | 3 | CCTV Available (10-20 Years Old) & Soil Type Available | 4.2184 | 4 | 1 | 3 | 5 | Property Parcels, NZTA, Building Outlines | 1 | Significant Ecological Area - SEA_T_6008 | 5 | 2 | 0.014053 | Modelled Flow Data Used & Depth Available | 172.0598 | 17
1816 | 1980 | 15304 | 10005018 | 193668 | DSB9C | Branch 9C Carrington | Gravity | Pipe | Tunnelled | OP | CONC | None | 1946-06-30 | 8.87 | 8.81 | dwg | OM | Transmission | Legacy | 2 |  |  | 4 | 750 | [5 empty] | 74513 | NA |  | 20.68 |  | WSL |  | Te Kawerau a Maki,Ngāti Whātua,Ngāti Maru,Ngāti Whātua o Ōrākei,Ngāti Tamaoho,Ngāti Tamaterā,Ngāi Tai ki Tāmaki,Ngāti Hako,Te Ākitai Waiohua | 2.29 | 2 | 2 | 2012 | te puna wai | no | 1 | 1 | 3 | CCTV Available (10-20 Years Old) & Soil Type Available | 4.2184 | 4 | 1 | 3 | 5 | Property Parcels, NZTA | 1 | Significant Ecological Area - SEA_T_6008 | 5 | 2 | 0.014053 | Modelled Flow Data Used & Depth Available | 20.6847 | 13
2169 | 2372 | 14909 | 10006765 | 195823 | DSONE | Onehunga Branch | Gravity | Pipe | Buried | OP | CONC | None | 1962-06-30 | 7.91 | 7.23 | dwg | WI | Transmission | Legacy | 2 |  |  | 4 | 600 | [5 empty] | 76078 | NA |  | 78.1 |  | WSL |  | Waikato,Te Kawerau a Maki,Ngāti Whātua,Ngāti Maru,Ngāti Whātua o Ōrākei,Ngāti Tamaoho,Ngāti Tamaterā,Ngāti Pāoa,Ngāi Tai ki Tāmaki,Ngāti Hako,Te Ākitai Waiohua | 2.24 | 2 | 2 | 2021 | CCTV Footage Review Log South_Latest.xls | yes | 1 | 1 | 3 | CCTV Available (0-10 Years Old) & Soil Type Available | 4.2165 | 4 | 3 | 3 | 5 | KiwiRail | 1 | Aquifer - Onehunga Volcanic Aquifer | 5 | 2 | 0.04465 | Modelled Flow Data Used & Depth Available | 78.0962 | 13
2168 | 2371 | 14910 | 10006766 | 196050 | DSONE | Onehunga Branch | Gravity | Pipe | Buried | OP | CONC | None | 1962-06-30 | 8.85 | 7.91 | dwg | WI | Transmission | Legacy | 2 |  |  | 4 | 600 | [5 empty] | 76079 | NA |  | 48.36 |  | WSL |  | Waikato,Te Kawerau a Maki,Ngāti Whātua,Ngāti Maru,Ngāti Whātua o Ōrākei,Ngāti Tamaoho,Ngāti Tamaterā,Ngāti Pāoa,Ngāi Tai ki Tāmaki,Ngāti Hako,Te Ākitai Waiohua | 2.24 | 2 | 2 | 2021 | CCTV Footage Review Log South_Latest.xls | yes | 1 | 1 | 3 | CCTV Available (0-10 Years Old) & Soil Type Available | 4.2165 | 4 | 3 | 3 | 5 | KiwiRail | 1 | Aquifer - Onehunga Volcanic Aquifer | 5 | 2 | 0.044653 | Modelled Flow Data Used & Depth Available | 48.3633 | 13
2534 | 2754 | 14907 | 10006759 | 195672 | DSONE | Onehunga Branch | Gravity | Pipe | Buried | OP | CONC | None | 1962-06-30 | 4.21 | 3.79 | dwg | WI | Transmission | Legacy | 2 |  |  | 4 | 750 | [5 empty] | 76072 | NA |  | 90.71 |  | WSL |  | Waikato,Te Kawerau a Maki,Ngāti Whātua,Ngāti Maru,Ngāti Whātua o Ōrākei,Ngāti Tamaoho,Ngāti Tamaterā,Ngāti Pāoa,Ngāi Tai ki Tāmaki,Ngāti Hako,Te Ākitai Waiohua | 2.24 | 2 | 2 | 2021 | CCTV Footage Review Log South_Latest.xls | yes | 1 | 1 | 3 | CCTV Available (0-10 Years Old) & Soil Type Available | 4.2165 | 4 | 3 | 3 | 5 | KiwiRail | 1 | Aquifer - Onehunga Volcanic Aquifer | 5 | 2 | 0.044657 | Modelled Flow Data Used & Depth Available | 90.7142 | 13
2174 | 2377 | 15011 | 10006760 | 196200 | DSONE | Onehunga Branch | Gravity | Pipe | Buried | OP | CONC | None | 1962-06-30 | 4.59 | 4.21 | dwg | WI | Transmission | Legacy | 2 |  |  | 4 | 675 | [5 empty] | 76073 | NA |  | 71.02 |  | WSL |  | Waikato,Te Kawerau a Maki,Ngāti Whātua,Ngāti Maru,Ngāti Whātua o Ōrākei,Ngāti Tamaoho,Ngāti Tamaterā,Ngāti Pāoa,Ngāi Tai ki Tāmaki,Ngāti Hako,Te Ākitai Waiohua | 2.24 | 2 | 2 | 2021 | CCTV Footage Review Log South_Latest.xls | yes | 1 | 1 | 3 | CCTV Available (0-10 Years Old) & Soil Type Available | 4.2165 | 4 | 3 | 3 | 5 | Property Parcels, KiwiRail, Building Outlines | 1 | Aquifer - Onehunga Volcanic Aquifer | 5 | 2 | 0.04466 | Modelled Flow Data Used & Depth Available | 71.0244 | 13
808 | 847 | 15433 | 10004272 | 193559 | DSB05 | Branch 5 Herne Bay | Gravity | Pipe | Tunnelled | OP | CONC | PVC | 1912-06-30 | 6.17 | 5.55 | dwg | OM | Transmission | DU0803 | 2 |  |  | 4 | 600 | ASBUILT | ASBUILT | ASBUILT | ASBUILT | CONS | 74066 | NA |  | 435.74 | ASBUILT | WSL |  | Te Kawerau a Maki,Ngāti Whātua,Ngāti Maru,Ngāti Whātua o Ōrākei,Ngāti Tamaoho,Te Patukirikiri,Ngāti Tamaterā,Ngāti Pāoa,Ngāi Tai ki Tāmaki,Ngāti Hako,Te Ākitai Waiohua | 2 | 2 | 2 | 2018 | CCTV Footage Review Log South_Latest.xls | no | 3 | 1 | 1 | CCTV Available (0-10 Years Old) & Soil Type Available | 4.2161 | 4 | 1 | 3 | 5 | Property Parcels, Building Outlines, Schools & Hospitals | 1 |  | 5 | 2 | 0.01507 | Modelled Flow Data Used & Depth Available | 435.738 | 13
2326 | 2537 | 16500 | 10006641 | 196181 | DSNWL | New Lynn Branch | Gravity | Pipe | Buried | OP | CONC | None | 1958-06-30 | 3.39 | 3.12 | dwg | WI | Transmission | Legacy | 2 |  |  | 4 | 750 | [5 empty] | 75979 | NA |  | 670.6 |  | WSL |  | Waikato,Te Kawerau a Maki,Ngāti Whātua,Ngāti Maru,Ngāti Whātua o Ōrākei,Ngāti Tamaoho,Ngāti Tamaterā,Ngāi Tai ki Tāmaki,Ngāti Hako,Te Ākitai Waiohua | 3 | 3 | 3 | 2018 | CCTV Footage Review Log South_Latest.xls | no | 1 | 3 | 3 | CCTV Available (0-10 Years Old) & Soil Type Available | 4.2158 | 4 | 1 | 3 | 5 | Property Parcels, KiwiRail, Building Outlines | 1 |  | 5 | 2 | 0.015192 | Modelled Flow Data Used & Depth Available | 670.6047 | 17
1352 | 1443 | 16689 | 10005708 | 195152 | DSGLE | Glen Eden Branch | Gravity | Pipe | Buried | OP | CONC | None | 1965-06-30 | 6.8 | 6.37 | dwg | WI | Transmission | Legacy | 2 |  |  | 4 | 635 | [5 empty] | 75196 | NA |  | 96.99 |  | WSL |  | Te Kawerau a Maki,Ngāti Whātua,Ngāti Whātua o Ōrākei,Ngāti Tamaoho,Ngāti Tamaterā,Te Ākitai Waiohua | 2.48 | 2 | 2 | 2011 | te puna wai | no | 5 | 3 | 2 | CCTV Available (10-20 Years Old) & Soil Type Available | 4.2145 | 4 | 3 | 3 | 5 | Schools & Hospitals | 1 |  | 5 | 2 | 0.047282 | Modelled Flow Data Used & Depth Available | 96.9939 | 13
1659 | 1809 | 17918 | 10099247 | 194515 | DSGLE | Glen Eden Branch | Gravity | Pipe | Buried | OP | CONC | None | 1965-06-30 | 5.44 | 5.02 | dwg | WI | Transmission | Legacy | 2 |  |  | 4 | 635 | [5 empty] | 75193 | NA |  | 9 |  | WSL |  | Te Kawerau a Maki,Ngāti Whātua,Ngāti Whātua o Ōrākei,Ngāti Tamaoho,Ngāti Tamaterā,Te Ākitai Waiohua | 1.92 | 2 |  |  |  | no | 1 | 3 | 2 | CCTV NOT Available or Over 30 Years Old & Soil Type Available | 4.2142 | 4 | 3 | 3 | 5 | Schools & Hospitals | 1 |  | 5 | 2 | 0.047771 | Modelled Flow Data Used & Depth Available | 8.9966 | 13
1349 | 1440 | 16686 | 10005706 | 195001 | DSGLE | Glen Eden Branch | Gravity | Pipe | Buried | OP | CONC | None | 1965-06-30 | 5.93 | 5.44 | dwg | WI | Transmission | Legacy | 2 |  |  | 4 | 635 | [5 empty] | 75194 | NA |  | 108.32 |  | WSL |  | Te Kawerau a Maki,Ngāti Whātua,Ngāti Whātua o Ōrākei,Ngāti Tamaoho,Ngāti Tamaterā,Te Ākitai Waiohua | 2 | 2 | 2 | 2011 | te puna wai | no | 1 | 3 | 2 | CCTV Available (10-20 Years Old) & Soil Type Available | 4.2142 | 4 | 3 | 3 | 5 | Schools & Hospitals | 1 |  | 5 | 2 | 0.047774 | Modelled Flow Data Used & Depth Available | 108.3188 | 13
1351 | 1442 | 16688 | 10005707 | 194645 | DSGLE | Glen Eden Branch | Gravity | Pipe | Buried | OP | CONC | None | 1965-06-30 | 6.37 | 5.93 | dwg | WI | Transmission | Legacy | 2 |  |  | 4 | 635 | [5 empty] | 75195 | NA |  | 100.84 |  | WSL |  | Te Kawerau a Maki,Ngāti Whātua,Ngāti Whātua o Ōrākei,Ngāti Tamaoho,Ngāti Tamaterā,Te Ākitai Waiohua | 2 | 2 | 2 | 2011 | te puna wai | no | 1 | 3 | 2 | CCTV Available (10-20 Years Old) & Soil Type Available | 4.2142 | 4 | 3 | 3 | 5 | Property Parcels, Schools & Hospitals | 1 |  | 5 | 2 | 0.047774 | Modelled Flow Data Used & Depth Available | 100.8393 | 13
1709 | 1862 | 14839 | 10007625 | 196610 | DSPNR | Penrose Branch | Gravity | Pipe | Buried | OP | CONC | None | 1959-06-30 | -1.11 | -1.32 | dwg | EI | Transmission | Legacy | 2 |  |  | 4 | 750 | [5 empty] | 76965 | NA |  | 11.99 |  | WSL |  | Waikato,Te Kawerau a Maki,Ngāti Whātua,Ngāti Maru,Ngāti Whātua o Ōrākei,Ngāti Tamaoho,Ngāti Tamaterā,Ngāti Pāoa,Ngāi Tai ki Tāmaki,Ngāti Hako,Te Ākitai Waiohua | 2.44 | 2 | 1 | 2013 | te puna wai | no | 3 | 3 | 3 | CCTV Available (10-20 Years Old) & Soil Type Available | 4.2137 | 4 | 2 | 3 | 5 | KiwiRail | 1 |  | 5 | 2 | 0.024198 | Modelled Flow Data Used & Depth Available | 11.9912 | 13
1702 | 1855 | 14840 | 10007626 | 196407 | DSPNR | Penrose Branch | Gravity | Pipe | Buried | OP | CONC | None | 1959-06-30 | -0.93 | -1.11 | dwg | EI | Transmission | Legacy | 2 |  |  | 4 | 750 | [5 empty] | 76966 | NA |  | 74.26 |  | WSL |  | Waikato,Te Kawerau a Maki,Ngāti Whātua,Ngāti Maru,Ngāti Whātua o Ōrākei,Ngāti Tamaoho,Ngāti Tamaterā,Ngāti Pāoa,Ngāi Tai ki Tāmaki,Ngāti Hako,Te Ākitai Waiohua | 2.79 | 3 | 2 | 2016 | te puna wai | no | 5 | 3 | 3 | CCTV Available (0-10 Years Old) & Soil Type Available | 4.2137 | 4 | 2 | 3 | 5 | KiwiRail | 1 |  | 5 | 2 | 0.024201 | Modelled Flow Data Used & Depth Available | 74.2561 | 17
1025 | 1084 | 14842 | 10007628 | 196265 | DSPNR | Penrose Branch | Gravity | Pipe | Buried | OP | CONC | None | 1959-06-30 | -0.44 | -0.7 | dwg | EI | Transmission | Legacy | 2 |  |  | 4 | 750 | [5 empty] | 76968 | NA |  | 97.35 |  | WSL |  | Waikato,Te Kawerau a Maki,Ngāti Whātua,Ngāti Maru,Ngāti Whātua o Ōrākei,Ngāti Tamaoho,Ngāti Tamaterā,Ngāti Pāoa,Ngāi Tai ki Tāmaki,Ngāti Hako,Te Ākitai Waiohua | 2.24 | 2 | 2 | 2016 | te puna wai | no | 1 | 1 | 3 | CCTV Available (0-10 Years Old) & Soil Type Available | 4.2137 | 4 | 2 | 3 | 5 | Property Parcels, KiwiRail | 1 |  | 5 | 2 | 0.02421 | Modelled Flow Data Used & Depth Available | 97.3505 | 13
644 | 673 | 15262 | 10004499 | 193628 | DSB08 | Branch 8 Mt Albert | Gravity | Pipe | Buried | OP | CONC | None | 1928-06-30 | 25.07 | 24.62 | dwg | OM | Transmission | Legacy | 2 |  |  | 4 | 600 | [5 empty] | 74222 | NA |  | 76.99 |  | WSL |  | Waikato,Te Kawerau a Maki,Ngāti Whātua,Ngāti Maru,Ngāti Whātua o Ōrākei,Ngāti Tamaoho,Ngāti Tamaterā,Ngāi Tai ki Tāmaki,Ngāti Hako,Te Ākitai Waiohua | 3.03 | 3 | 1 | 2010 | te puna wai | no | 1 | 1 | 5 | CCTV Available (10-20 Years Old) & Soil Type Available | 4.2125 | 4 | 2 | 3 | 5 | Property Parcels, Schools & Hospitals | 1 |  | 5 | 2 | 0.025024 | Modelled Flow Data Used & Depth Available | 76.9856 | 17
2139 | 2340 | 15259 | 10004500 | 193773 | DSB08 | Branch 8 Mt Albert | Gravity | Pipe | Buried | OP | CONC | None | 1928-06-30 | 25.68 | 25.07 | dwg | OM | Transmission | Legacy | 2 |  |  | 4 | 600 | [5 empty] | 74223 | NA |  | 121.94 |  | WSL |  | Waikato,Te Kawerau a Maki,Ngāti Whātua,Ngāti Maru,Ngāti Whātua o Ōrākei,Ngāti Tamaoho,Ngāti Tamaterā,Ngāi Tai ki Tāmaki,Ngāti Hako,Te Ākitai Waiohua | 3.57 | 4 | 1 | 2010 | te puna wai | no | 5 | 1 | 5 | CCTV Available (10-20 Years Old) & Soil Type Available | 4.2125 | 4 | 2 | 3 | 5 | Schools & Hospitals | 1 | Aquifer - Auckland Isthmus Volcanic Aquifer | 5 | 2 | 0.025028 | Modelled Flow Data Used & Depth Available | 121.9387 | 21
1585 | 1722 | 17398 | 10099227 | 193786 | DSB08 | Branch 8 Mt Albert | Gravity | Pipe | Buried | OP | CONC | None | 1928-06-30 | 25.87 | 25.68 | dwg | OM | Transmission | Legacy | 2 |  |  | 4 | 600 | [5 empty] | 74224 | NA |  | 12.68 |  | WSL |  | Waikato,Te Kawerau a Maki,Ngāti Whātua,Ngāti Maru,Ngāti Whātua o Ōrākei,Ngāti Tamaoho,Ngāti Tamaterā,Ngāi Tai ki Tāmaki,Ngāti Hako,Te Ākitai Waiohua | 4.79 | 5 |  |  |  | no | 5 | 3 | 5 | CCTV NOT Available or Over 30 Years Old & Soil Type Available | 4.2125 | 4 | 2 | 3 | 5 | Schools & Hospitals | 1 | Aquifer - Auckland Isthmus Volcanic Aquifer | 5 | 2 | 0.025028 | Modelled Flow Data Used & Depth Available | 12.6805 | 24 | Priority
2718 | 2956 | 15260 | 10004498 | 193529 | DSB08 | Branch 8 Mt Albert | Gravity | Pipe | Buried | OP | CONC | None | 1920-06-30 | 24.62 | 23.75 | dwg | OM | Transmission | Legacy | 2 |  |  | 4 | 600 | [5 empty] | 74221 | NA |  | 172.86 |  | WSL |  | Waikato,Te Kawerau a Maki,Ngāti Whātua,Ngāti Maru,Ngāti Whātua o Ōrākei,Ngāti Tamaoho,Ngāti Tamaterā,Ngāi Tai ki Tāmaki,Ngāti Hako,Te Ākitai Waiohua | 3.03 | 3 | 1 | 2010 | te puna wai | no | 1 | 1 | 5 | CCTV Available (10-20 Years Old) & Soil Type Available | 4.2123 | 4 | 2 | 3 | 5 | Property Parcels, Building Outlines, Schools & Hospitals | 1 |  | 5 | 2 | 0.025131 | Modelled Flow Data Used & Depth Available | 172.858 | 17
2674 | 2907 | 16736 | 10006132 | 195045 | DSHNV | Henderson Valley Branch | Gravity | Pipe | Buried | OP | CONC | None | 1961-06-30 | 4.73 | 4.5 | dwg | WI | Transmission | Legacy | 2 |  |  | 4 | 675 | [5 empty] | 75549 | NA |  | 92.91 |  | WSL |  | Te Kawerau a Maki,Ngāti Whātua,Ngāti Whātua o Ōrākei,Ngāti Tamaoho,Ngāti Tamaterā,Te Ākitai Waiohua | 2.36 | 2 | 2 | 2018 | te puna wai | no | 1 | 3 | 3 | CCTV Available (0-10 Years Old) & Soil Type Available | 4.2118 | 4 | 1 | 3 | 5 | KiwiRail | 1 | Place Of Historic Heritage - Coronation Bridge | 5 | 2 | 0.016975 | Modelled Flow Data Used & Depth Available | 92.9135 | 13
333 | 345 | 15694 | 10008018 | 197023 | DSSIN | Southern Interceptor | Gravity | Pipe | Tunnelled | OP | CONC | None | 1965-06-30 | 4.66 | 4.45 | dwg | SI | Transmission | Legacy | 1 |  |  | 4 | 750 | [5 empty] | 77356 | NA |  | 115.17 |  | WSL |  | Waikato,Ngāti Maru,Ngāti Tamaoho,Ngāti Whanaunga,Ngāti Tamaterā,Ngāti Pāoa,Ngāi Tai ki Tāmaki,Ngāti Hako,Te Ākitai Waiohua | 2 | 2 | 2 | 2019 | CCTV Footage Review Log South_Latest.xls | no | 1 | 3 | 2 | CCTV Available (0-10 Years Old) & Soil Type Available | 4.2092 | 4 | 3 | 3 | 5 | Property Parcels, KiwiRail, Building Outlines | 1 |  | 5 | 2 | 0.054424 | Modelled Flow Data Used & Depth Available | 115.1675 | 13
1425 | 1522 | 16855 | 10008478 | 196906 | DSSWN | Swanson Branch | Gravity | Pipe | In Tunnel | OP | CONC | None | 1965-06-30 | -0.58 | -1.96 | dwg | WI | Transmission | Legacy | 2 |  |  | 4 | 750 | [5 empty] | 77742 | NA |  | 635.01 |  | WSL |  | Te Kawerau a Maki,Ngāti Whātua,Ngāti Whātua o Ōrākei,Ngāti Tamaoho,Ngāti Tamaterā,Te Ākitai Waiohua | 2 | 2 | 2 | 2009 | te puna wai | no | 1 | 3 | 2 | CCTV Available (10-20 Years Old) & Soil Type Available | 4.2061 | 4 | 3 | 3 | 5 | Property Parcels, NZTA, Building Outlines | 1 | Ocean Intercept | 5 | 2 | 0.058488 | Modelled Flow Data Used & Depth Available | 635.007 | 13
2893 | 3148 | 1675166 | 10078048 | 197658 | DSWHE | Whenuapai Branch | Gravity | Pipe | Buried | OP | PE | None | 2012-11-22 | 8.95 | 8.9 | 0.1s | WI | Transmission | T0000299 | 2 |  |  | 4 | 710 | [5 empty] | 78286 | NA |  | 120.75 |  | WSL |  | Te Kawerau a Maki,Ngāti Whātua,Ngāti Maru,Ngāti Whātua o Kaipara,Ngāti Whātua o Ōrākei,Ngāti Tamaoho,Ngāti Manuhiri,Ngāti Tamaterā,Ngāti Hako,Te Ākitai Waiohua | 2 | 2 | 2 | 2017 | CCTV Footage Review Log South_Latest.xls | no | 1 | 3 | 1 | CCTV Available (0-10 Years Old) & Soil Type Available | 4.2059 | 4 | 3 | 3 | 5 | Property Parcels, Schools & Hospitals | 1 |  | 5 | 2 | 0.058761 | Modelled Flow Data Used & Depth Available | 120.7546 | 13
2462 | 2679 | 15351 | 10005365 | 194352 | DSEDR | Edendale Relief Branch | Gravity | Pipe | Bridged | OP | CLS | None | 1986-06-30 | 24.8 | 24.75 | dwg | OM | Transmission | Legacy | 2 |  |  | 4 | 650 | [5 empty] | 74791 | NA |  | 6.51 |  | WSL |  | Waikato,Te Kawerau a Maki,Ngāti Whātua,Ngāti Maru,Ngāti Whātua o Ōrākei,Ngāti Tamaoho,Ngāti Tamaterā,Ngāi Tai ki Tāmaki,Ngāti Hako,Te Ākitai Waiohua | 3 | 3 | 3 | 2015 | CCTV Footage Review Log South_Latest.xls | no | 1 | 1 | 3 | CCTV Available (0-10 Years Old) & Soil Type Not Available | 4.2059 | 4 | 2 | 5 | 5 | Schools & Hospitals | 1 | Significant Ecological Area - SEA_T_6020 | 1.5 | 2.005 | 0.034216 | Modelled Flow Data Used & Depth Available | 6.5074 | 17
2717 | 2955 | 15263 | 10004497 | 193384 | DSB08 | Branch 8 Mt Albert | Gravity | Pipe | Buried | OP | CONC | None | 1920-06-30 | 23.75 | 23.14 | dwg | OM | Transmission | Legacy | 2 |  |  | 4 | 600 | [5 empty] | 74220 | NA |  | 123.69 |  | WSL |  | Waikato,Te Kawerau a Maki,Ngāti Whātua,Ngāti Maru,Ngāti Whātua o Ōrākei,Ngāti Tamaoho,Ngāti Tamaterā,Ngāi Tai ki Tāmaki,Ngāti Hako,Te Ākitai Waiohua | 3.31 | 3 | 2 | 2010 | te puna wai | no | 1 | 1 | 5 | CCTV Available (10-20 Years Old) & Soil Type Available | 4.2055 | 4 | 3 | 3 | 5 | Property Parcels, Building Outlines, Schools & Hospitals | 1 | Aquifer - Western Springs Volcanic Aquifer | 5 | 2 | 0.059289 | Modelled Flow Data Used & Depth Available | 123.694 | 17
2140 | 2341 | 15264 | 10004496 | 193772 | DSB08 | Branch 8 Mt Albert | Gravity | Pipe | Buried | OP | CONC | None | 1920-06-30 | 23.14 | 20.92 | dwg | OM | Transmission | Legacy | 2 |  |  | 4 | 600 | [5 empty] | 74219 | NA |  | 199.77 |  | WSL |  | Waikato,Te Kawerau a Maki,Ngāti Whātua,Ngāti Maru,Ngāti Whātua o Ōrākei,Ngāti Tamaoho,Ngāti Tamaterā,Ngāi Tai ki Tāmaki,Ngāti Hako,Te Ākitai Waiohua | 3.31 | 3 | 2 | 2010 | te puna wai | no | 1 | 1 | 5 | CCTV Available (10-20 Years Old) & Soil Type Available | 4.2041 | 4 | 3 | 3 | 5 | Schools & Hospitals | 1 | Aquifer - Western Springs Volcanic Aquifer | 5 | 2 | 0.061258 | Modelled Flow Data Used & Depth Available | 199.7687 | 17
2141 | 2342 | 15484 | 10004495 | 193627 | DSB08 | Branch 8 Mt Albert | Gravity | Pipe | Buried | OP | CONC | None | 1920-06-30 | 20.92 | 20.18 | dwg | OM | Transmission | Legacy | 2 |  |  | 4 | 600 | [5 empty] | 74218 | NA |  | 90.46 |  | WSL |  | Waikato,Te Kawerau a Maki,Ngāti Whātua,Ngāti Maru,Ngāti Whātua o Ōrākei,Ngāti Tamaoho,Ngāti Tamaterā,Ngāi Tai ki Tāmaki,Ngāti Hako,Te Ākitai Waiohua | 4.13 | 4 | 3 | 2010 | te puna wai | no | 5 | 1 | 5 | CCTV Available (10-20 Years Old) & Soil Type Available | 4.2039 | 4 | 3 | 3 | 5 | Property Parcels, Building Outlines, Schools & Hospitals | 1 | Aquifer - Western Springs Volcanic Aquifer | 5 | 2 | 0.061403 | Modelled Flow Data Used & Depth Available | 90.4616 | 21
25 | 25 | 16152 | 10005967 | 195312 | DSHIN | Howick Interceptor | Gravity | Pipe | Buried | OP | CONC | None | 1964-06-30 | 12.76 | 12.53 | appr | HI | Transmission | DU1211 | 1 |  |  | 4 | 600 | [5 empty] | 75442 | NA |  | 60.36 |  | WSL |  | Waikato,Ngāti Maru,Ngāti Tamaoho,Ngāti Whanaunga,Ngāti Tamaterā,Ngāti Pāoa,Ngāi Tai ki Tāmaki,Ngāti Hako,Te Ākitai Waiohua | 2.39 | 2 | 2 | 2015 | CCTV Footage Review Log South_Latest.xls | no | 5 | 3 | 2 | CCTV Available (0-10 Years Old) & Soil Type Available | 4.2038 | 4 | 3 | 3 | 5 | Property Parcels, Building Outlines, Schools & Hospitals | 1 |  | 5 | 2 | 0.061638 | Modelled Flow Data Used & Depth Available | 60.3558 | 13
26 | 26 | 16151 | 10005964 | 194940 | DSHIN | Howick Interceptor | Gravity | Pipe | Buried | OP | CONC | None | 1964-06-30 | 12.53 | 12.12 | dwg | HI | Transmission | Legacy | 1 |  |  | 4 | 600 | [5 empty] | 75441 | NA |  | 103.79 |  | WSL |  | Waikato,Ngāti Maru,Ngāti Tamaoho,Ngāti Whanaunga,Ngāti Tamaterā,Ngāti Pāoa,Ngāi Tai ki Tāmaki,Ngāti Hako,Te Ākitai Waiohua | 2 | 2 | 2 | 2015 | CCTV Footage Review Log South_Latest.xls | no | 1 | 3 | 2 | CCTV Available (0-10 Years Old) & Soil Type Available | 4.2034 | 4 | 3 | 3 | 5 | Property Parcels, Building Outlines, Schools & Hospitals | 1 |  | 5 | 2 | 0.062069 | Modelled Flow Data Used & Depth Available | 103.786 | 13
823 | 863 | 15482 | 10004488 | 193619 | DSB08 | Branch 8 Mt Albert | Gravity | Pipe | Buried | OP | CONC | None | 1920-06-30 | 17.65 | 17.46 | dwg | OM | Transmission | Legacy | 2 |  |  | 4 | 750 | [5 empty] | 74211 | NA |  | 94.71 |  | WSL |  | Waikato,Te Kawerau a Maki,Ngāti Whātua,Ngāti Maru,Ngāti Whātua o Ōrākei,Ngāti Tamaoho,Ngāti Tamaterā,Ngāi Tai ki Tāmaki,Ngāti Hako,Te Ākitai Waiohua | 4.13 | 4 | 3 | 2010 | te puna wai | no | 5 | 1 | 5 | CCTV Available (10-20 Years Old) & Soil Type Available | 4.2019 | 4 | 3 | 3 | 5 | Property Parcels, KiwiRail, Building Outlines | 1 | Aquifer - Western Springs Volcanic Aquifer | 5 | 2 | 0.064131 | Modelled Flow Data Used & Depth Available | 94.7128 | 21
4789 | 749063 | 16150 | 10005963 | 195311 | DSHIN | Howick Interceptor | Gravity | Pipe | Buried | OP | CONC | None | 1964-06-30 | 12.12 | 11.69 | dwg | HI | Transmission | Legacy | 1 |  |  | 4 | 600 |  |  |  |  | CONS | 75440 | NA |  | 106.09 |  | WSL |  | Waikato,Ngāti Maru,Ngāti Tamaoho,Ngāti Whanaunga,Ngāti Tamaterā,Ngāti Pāoa,Ngāi Tai ki Tāmaki,Ngāti Hako,Te Ākitai Waiohua | 2 | 2 | 2 | 2015 | CCTV Footage Review Log South_Latest.xls | no | 1 | 3 | 2 | CCTV Available (0-10 Years Old) & Soil Type Available | 4.2014 | 4 | 3 | 3 | 5 | Property Parcels, Building Outlines, Schools & Hospitals | 1 |  | 5 | 2 | 0.064826 | Modelled Flow Data Used & Depth Available | 106.0878 | 13
1263 | 1352 | 16755 | 10009170 | 197652 | DSWHE | Whenuapai Branch | Gravity | Pipe | Buried | OP | CONC | None | 1965-06-30 | 1.2 | 0.89 | dwg | WI | Transmission | Legacy | 2 |  |  | 4 | 750 | [5 empty] | 78260 | NA |  | 126.92 |  | WSL |  | Te Kawerau a Maki,Ngāti Whātua,Ngāti Whātua o Ōrākei,Ngāti Tamaoho,Ngāti Tamaterā,Te Ākitai Waiohua | 2.29 | 2 | 2 | 2017 | CCTV Footage Review Log South_Latest.xls | no | 3 | 5 | 2 | CCTV Available (0-10 Years Old) & Soil Type Available | 4.1988 | 4 | 3 | 3 | 5 | Property Parcels, Schools & Hospitals | 1 |  | 5 | 2 | 0.068288 | Modelled Flow Data Used & Depth Available | 126.9222 | 13
1264 | 1353 | 16756 | 10009171 | 197462 | DSWHE | Whenuapai Branch | Gravity | Pipe | Buried | OP | CONC | None | 1965-06-30 | 1.42 | 1.2 | dwg | WI | Transmission | Legacy | 2 |  |  | 4 | 750 | [5 empty] | 78261 | NA |  | 95.31 |  | WSL |  | Te Kawerau a Maki,Ngāti Whātua,Ngāti Whātua o Ōrākei,Ngāti Tamaoho,Ngāti Tamaterā,Te Ākitai Waiohua | 2 | 2 | 2 | 2017 | CCTV Footage Review Log South_Latest.xls | no | 1 | 1 | 2 | CCTV Available (0-10 Years Old) & Soil Type Available | 4.1987 | 4 | 3 | 3 | 5 | Property Parcels, Building Outlines, Schools & Hospitals | 1 |  | 5 | 2 | 0.068381 | Modelled Flow Data Used & Depth Available | 95.3126 | 13
2463 | 2680 | 15352 | 10005364 | 194860 | DSEDR | Edendale Relief Branch | Gravity | Pipe | Buried | OP | CONC | None | 1988-06-30 | 24.75 | 24.67 | dwg | OM | Transmission | Legacy | 2 |  |  | 4 | 600 | [5 empty] | 74790 | NA |  | 19.38 |  | WSL |  | Waikato,Te Kawerau a Maki,Ngāti Whātua,Ngāti Maru,Ngāti Whātua o Ōrākei,Ngāti Tamaoho,Ngāti Tamaterā,Ngāi Tai ki Tāmaki,Ngāti Hako,Te Ākitai Waiohua | 2 | 2 | 2 | 2015 | CCTV Footage Review Log South_Latest.xls | no | 5 | 1 | 1 | CCTV Available (0-10 Years Old) & Soil Type Available | 4.1987 | 4 | 2 | 3 | 5 | Schools & Hospitals | 1 | Significant Ecological Area - SEA_T_6020 | 5 | 2 | 0.034213 | Modelled Flow Data Used & Depth Available | 19.3769 | 13
1265 | 1354 | 16757 | 10009172 | 197255 | DSWHE | Whenuapai Branch | Gravity | Pipe | Buried | OP | CONC | None | 1965-06-30 | 1.63 | 1.42 | dwg | WI | Transmission | Legacy | 2 |  |  | 4 | 724 | [5 empty] | 78262 | NA |  | 57.29 |  | WSL |  | Te Kawerau a Maki,Ngāti Whātua,Ngāti Whātua o Ōrākei,Ngāti Tamaoho,Ngāti Tamaterā,Te Ākitai Waiohua | 2 | 2 | 2 | 2014 | te puna wai | no | 1 | 1 | 2 | CCTV Available (0-10 Years Old) & Soil Type Available | 4.1987 | 4 | 3 | 3 | 5 | Property Parcels, Schools & Hospitals | 1 |  | 5 | 2 | 0.068455 | Modelled Flow Data Used & Depth Available | 57.2912 | 13
3241 | 3505 | 919715 | 10088984 | 197913 | DSWAU | Wairau Branch Sewer TS4 | Gravity | Pipe | Buried | OP | CONC | None | 1964-01-01 |  |  | dwg | NI | Transmission | Legacy | 2 |  |  | 4 | 800 | [5 empty] | 65491 | NA |  | 193.07 |  | WSL |  | Te Kawerau a Maki,Ngāti Whātua,Ngāti Maru,Ngāti Whātua o Ōrākei,Ngāti Tamaoho,Ngāti Manuhiri,Te Patukirikiri,Ngāti Whanaunga,Ngāti Tamaterā,Ngāti Pāoa,Ngāi Tai ki Tāmaki,Ngāti Hako,Te Ākitai Waiohua | 4 | 4 | 4 | 2015 | te puna wai | no | 3 | 3 | 2 | CCTV Available (0-10 Years Old) & Soil Type Available | 4.1804 | 4 | 4 | 4 | 5 | Property Parcels, Schools & Hospitals | 1 |  | 1.5 | 1.94 | 0.22665 | Modelled Flow Data Used & Depth Available | 193.0699 | 21
4144 | 4426 | 930046 | 10088983 | 197628 | DSWAU | Wairau Branch Sewer TS4 | Gravity | Pipe | Buried | OP | CONC | None | 1964-01-01 |  |  | dwg | NI | Transmission | Legacy | 2 |  |  | 4 | 800 | [5 empty] | 65490 | NA |  | 163.25 |  | WSL |  | Te Kawerau a Maki,Ngāti Whātua,Ngāti Maru,Ngāti Whātua o Ōrākei,Ngāti Tamaoho,Ngāti Manuhiri,Te Patukirikiri,Ngāti Whanaunga,Ngāti Tamaterā,Ngāti Pāoa,Ngāi Tai ki Tāmaki,Ngāti Hako,Te Ākitai Waiohua | 3 | 3 | 3 | 2015 | te puna wai | no | 3 | 3 | 2 | CCTV Available (0-10 Years Old) & Soil Type Available | 4.1803 | 4 | 4 | 4 | 5 | Schools & Hospitals | 1 |  | 1.5 | 1.94 | 0.22588 | Modelled Flow Data Used & Depth Available | 163.2544 | 17
3381 | 3650 | 930392 | 10088979 | 197627 | DSWAU | Wairau Branch Sewer TS4 | Gravity | Pipe | Buried | OP | CONC | None | 1960-01-01 |  |  | dwg | NI | Transmission | Legacy | 2 |  |  | 4 | 800 | [5 empty] | 65486 | NA |  | 141.36 |  | WSL |  | Te Kawerau a Maki,Ngāti Whātua,Ngāti Maru,Ngāti Whātua o Ōrākei,Ngāti Tamaoho,Ngāti Manuhiri,Te Patukirikiri,Ngāti Whanaunga,Ngāti Tamaterā,Ngāti Pāoa,Ngāi Tai ki Tāmaki,Ngāti Hako,Te Ākitai Waiohua | 2.67 | 3 | 2 | 2015 | te puna wai | no | 5 | 1 | 3 | CCTV Available (0-10 Years Old) & Soil Type Available | 4.1797 | 4 | 4 | 4 | 5 | NZTA, Public Park & Sports Area | 1 |  | 1.5 | 1.94 | 0.21899 | Modelled Flow Data Used & Depth Available | 141.3626 | 17
3420 | 3693 | 930045 | 10088982 | 197439 | DSWAU | Wairau Branch Sewer TS4 | Gravity | Pipe | Buried | OP | CONC | None | 1960-01-01 |  |  | dwg | NI | Transmission | Legacy | 2 |  |  | 4 | 800 | [5 empty] | 65489 | NA |  | 126.07 |  | WSL |  | Te Kawerau a Maki,Ngāti Whātua,Ngāti Maru,Ngāti Whātua o Ōrākei,Ngāti Tamaoho,Ngāti Manuhiri,Te Patukirikiri,Ngāti Whanaunga,Ngāti Tamaterā,Ngāti Pāoa,Ngāi Tai ki Tāmaki,Ngāti Hako,Te Ākitai Waiohua | 3 | 3 | 3 | 2015 | te puna wai | no | 3 | 3 | 3 | CCTV Available (0-10 Years Old) & Soil Type Available | 4.1797 | 4 | 4 | 4 | 5 | Property Parcels, Schools & Hospitals, Public Park & Sports Area | 1 |  | 1.5 | 1.94 | 0.21899 | Modelled Flow Data Used & Depth Available | 126.0744 | 17
4051 | 4330 | 930050 | 10088981 | 197231 | DSWAU | Wairau Branch Sewer TS4 | Gravity | Pipe | Buried | OP | CONC | None | 1960-01-01 |  |  | dwg | NI | Transmission | Legacy | 2 |  |  | 4 | 800 | [5 empty] | 65488 | NA |  | 72.96 |  | WSL |  | Te Kawerau a Maki,Ngāti Whātua,Ngāti Maru,Ngāti Whātua o Ōrākei,Ngāti Tamaoho,Ngāti Manuhiri,Te Patukirikiri,Ngāti Whanaunga,Ngāti Tamaterā,Ngāti Pāoa,Ngāi Tai ki Tāmaki,Ngāti Hako,Te Ākitai Waiohua | 3 | 3 | 3 | 2015 | te puna wai | no | 3 | 3 | 3 | CCTV Available (0-10 Years Old) & Soil Type Available | 4.1797 | 4 | 4 | 4 | 5 | Property Parcels, NZTA, Schools & Hospitals | 1 |  | 1.5 | 1.94 | 0.21899 | Modelled Flow Data Used & Depth Available | 72.962 | 17
4135 | 4417 | 930047 | 10088980 | 197912 | DSWAU | Wairau Branch Sewer TS4 | Gravity | Pipe | Buried | OP | CONC | None | 1960-01-01 |  |  | dwg | NI | Transmission | Legacy | 2 |  |  | 4 | 800 | [5 empty] | 65487 | NA |  | 32.48 |  | WSL |  | Te Kawerau a Maki,Ngāti Whātua,Ngāti Maru,Ngāti Whātua o Ōrākei,Ngāti Tamaoho,Ngāti Manuhiri,Te Patukirikiri,Ngāti Whanaunga,Ngāti Tamaterā,Ngāti Pāoa,Ngāi Tai ki Tāmaki,Ngāti Hako,Te Ākitai Waiohua | 2.58 | 3 | 2 | 2015 | te puna wai | no | 3 | 3 | 3 | CCTV Available (0-10 Years Old) & Soil Type Available | 4.1797 | 4 | 4 | 4 | 5 | NZTA | 1 |  | 1.5 | 1.94 | 0.21899 | Modelled Flow Data Used & Depth Available | 32.4801 | 17
201 | 213 | 15980 | 10008038 | 197028 | DSSIN | Southern Interceptor | Gravity | Pipe | Buried | OP | CONC | None | 1964-06-30 | 9.9 | 9.73 | dwg | SI | Transmission | Legacy | 1 |  |  | 4 | 1200 | [5 empty] | 77258 | NA |  | 154.45 |  | WSL |  | Waikato,Te Kawerau a Maki,Ngāti Maru,Ngāti Tamaoho,Ngāti Tamaterā,Ngāi Tai ki Tāmaki,Ngāti Hako,Te Ākitai Waiohua | 3 | 3 | 3 | 2019 | CCTV Footage Review Log South_Latest.xls | no | 1 | 3 | 2 | CCTV Available (0-10 Years Old) & Soil Type Available | 4.1722 | 4 | 3 | 5 | 5 | KiwiRail | 1 |  | 1 | 1.985 | 0.07607 | Modelled Flow Data Used & Depth Available | 154.4532 | 17
410 | 428 | 15981 | 10008039 | 196730 | DSSIN | Southern Interceptor | Gravity | Pipe | Buried | OP | CONC | None | 1964-06-30 | 10.01 | 9.9 | dwg | SI | Transmission | Legacy | 1 |  |  | 4 | 1200 | [5 empty] | 77259 | NA |  | 115.96 |  | WSL |  | Waikato,Te Kawerau a Maki,Ngāti Maru,Ngāti Tamaoho,Ngāti Tamaterā,Ngāi Tai ki Tāmaki,Ngāti Hako,Te Ākitai Waiohua | 3 | 3 | 3 | 2019 | CCTV Footage Review Log South_Latest.xls | no | 5 | 3 | 2 | CCTV Available (0-10 Years Old) & Soil Type Available | 4.1722 | 4 | 3 | 5 | 5 | KiwiRail | 1 |  | 1 | 1.985 | 0.076077 | Modelled Flow Data Used & Depth Available | 115.9607 | 17
202 | 214 | 15982 | 10008040 | 196881 | DSSIN | Southern Interceptor | Gravity | Pipe | Buried | OP | CONC | None | 1964-06-30 | 10.1 | 10.01 | dwg | SI | Transmission | Legacy | 1 |  |  | 4 | 1200 | [5 empty] | 77260 | NA |  | 84.56 |  | WSL |  | Waikato,Te Kawerau a Maki,Ngāti Maru,Ngāti Tamaoho,Ngāti Tamaterā,Ngāi Tai ki Tāmaki,Ngāti Hako,Te Ākitai Waiohua | 3 | 3 | 3 | 2019 | CCTV Footage Review Log South_Latest.xls | no | 1 | 1 | 2 | CCTV Available (0-10 Years Old) & Soil Type Available | 4.1721 | 4 | 3 | 5 | 5 | KiwiRail | 1 |  | 1 | 1.985 | 0.076083 | Modelled Flow Data Used & Depth Available | 84.5602 | 17
411 | 429 | 15863 | 10008037 | 196576 | DSSIN | Southern Interceptor | Gravity | Pipe | Buried | OP | CONC | None | 1964-06-30 | 9.73 | 9.59 | dwg | SI | Transmission | Legacy | 1 |  |  | 4 | 1200 | [5 empty] | 77257 | NA |  | 156.1 |  | WSL |  | Waikato,Te Kawerau a Maki,Ngāti Maru,Ngāti Tamaoho,Ngāti Tamaterā,Ngāi Tai ki Tāmaki,Ngāti Hako,Te Ākitai Waiohua | 3 | 3 | 3 | 2019 | CCTV Footage Review Log South_Latest.xls | no | 1 | 3 | 2 | CCTV Available (0-10 Years Old) & Soil Type Available | 4.1721 | 4 | 3 | 5 | 5 | Property Parcels, KiwiRail, Building Outlines | 1 |  | 1 | 1.985 | 0.076212 | Modelled Flow Data Used & Depth Available | 156.0954 | 17
3414 | 3687 | 932576 | 10088264 | 195901 | DSMFD | Milford Branch Sewer TS6 | Gravity | Pipe | Buried | OP | PE | None | 2002-05-01 | 18.08 | 13.28 | dwg | NI | Transmission | Legacy | 2 |  |  | 4 | 635 | [5 empty] | 65057 | NA |  | 244.33 |  | WSL |  | Te Kawerau a Maki,Ngāti Whātua,Ngāti Maru,Ngāti Whātua o Ōrākei,Ngāti Tamaoho,Ngāti Manuhiri,Te Patukirikiri,Ngāti Whanaunga,Ngāti Tamaterā,Ngāti Pāoa,Ngāi Tai ki Tāmaki,Ngāti Hako,Te Ākitai Waiohua | 1.34 | 1 | 1 | 2015 | te puna wai | no | 3 | 3 | 1 | CCTV Available (0-10 Years Old) & Soil Type Available | 4.1547 | 4 | 3 | 3 | 5 | NZTA, Building Outlines, Schools & Hospitals | 1 |  | 5 | 2 | 0.12711 | Modelled Flow Data Used & Depth Available | 244.3306 | 7
1240 | 1322 | 17692 | 10006525 | 195910 | DSMGS | Mangere South Branch | Gravity | Pipe | Buried | OP | CONC | None | 1995-05-27 | 7.2 | 6.92 | dwg | EI | Transmission | DC09028 | 2 |  |  | 4 | 450 | [5 empty] | 75840 | NA |  | 122.22 |  | WSL |  | Waikato,Te Kawerau a Maki,Ngāti Maru,Ngāti Whātua o Ōrākei,Ngāti Tamaoho,Ngāti Tamaterā,Ngāi Tai ki Tāmaki,Ngāti Hako,Te Ākitai Waiohua | 1.76 | 2 |  |  | CCTV app | yes | 5 | 1 | 1 | CCTV NOT Available or Over 30 Years Old & Soil Type Available | 4.1519 | 4 | 1 | 2 | 5 | NZTA | 1 |  | 5 | 1.935 | 0.00029599 | Modelled Flow Data Used & Depth Available | 122.2151 | 13
593 | 616 | 16139 | 10005929 | 195458 | DSHIN | Howick Interceptor | Gravity | Pipe | Piered | OP | CONC | None | 1964-06-30 | 6.24 | 6.21 | appr | HI | Transmission | GP10003 | 1 |  |  | 4 | 1050 | [5 empty] | 75407 | NA |  | 17.94 |  | WSL |  | Waikato,Ngāti Maru,Ngāti Tamaoho,Ngāti Whanaunga,Ngāti Tamaterā,Ngāti Pāoa,Ngāi Tai ki Tāmaki,Ngāti Hako,Te Ākitai Waiohua | 2.05 | 2 | 2 | 2015 | CCTV Footage Review Log South_Latest.xls | no | 3 | 1 | 2 | CCTV Available (0-10 Years Old) & Soil Type Available | 4.1505 | 4 | 4 | 4 | 5 | Schools & Hospitals | 1 |  | 1 | 1.925 | 0.11558 | Modelled Flow Data Used & Depth Available | 17.9436 | 13
243 | 255 | 16632 | 10008858 | 197705 | DSTIN | Tamaki East Interceptor | Rising | Pipe | Buried | OP | CLS | None | 1973-06-30 | 0.79 | 10.56 | dwg | TE | Transmission | Legacy | 1 |  |  | 4 | 910 | [5 empty] | 78017 | NA |  | 812.06 |  | WSL |  | Waikato,Te Kawerau a Maki,Ngāti Maru,Ngāti Whātua o Ōrākei,Ngāti Tamaoho,Ngāti Whanaunga,Ngāti Tamaterā,Ngāti Pāoa,Ngāi Tai ki Tāmaki,Ngāti Hako,Te Ākitai Waiohua | 3.82 | 4 |  |  |  | no | 1 | 1 | 5 | CCTV NOT Available or Over 30 Years Old & Soil Type Available | 4.1495 | 4 | 4 | 5 | 3.5 | Property Parcels, Building Outlines | 1 | Ocean Intercept, Significant Ecological Area - SEA-M2-45w2 - Significant wading bird area | 5 | 1.665 | 0.8 | Diameter Used For Flow Approximation & Depth Available | 812.0611 | 21
2616 | 2841 | 14959 | 10009593 | 197401 | DSWTF | Westfield Branch | Gravity | Pipe | Buried | OP | CONC | None | 1959-06-30 | 0.41 | 0.11 | dwg | EI | Transmission | Legacy | 2 |  |  | 4 | 570 | [5 empty] | 78667 | NA |  | 94.98 |  | WSL |  | Waikato,Te Kawerau a Maki,Ngāti Whātua,Ngāti Maru,Ngāti Whātua o Ōrākei,Ngāti Tamaoho,Ngāti Tamaterā,Ngāti Pāoa,Ngāi Tai ki Tāmaki,Ngāti Hako,Te Ākitai Waiohua | 3 | 3 | 3 | 2015 | te puna wai | no | 1 | 1 | 3 | CCTV Available (0-10 Years Old) & Soil Type Available | 4.1471 | 4 | 1 | 2 | 5 | Property Parcels, KiwiRail | 1 | Significant Ecological Area - SEA_T_5308, Aquifer - Auckland Isthmus Volcanic Aquifer | 5 | 1.935 | 0.0024934 | Modelled Flow Data Used & Depth Available | 94.9846 | 17
391 | 409 | 17051 | 10005444 | 194367 | DSEIN | Eastern Interceptor | Gravity | Pipe | Buried | OP | CONC | None | 1964-06-30 | 12.61 | 12.52 | dwg | EI | Transmission | DU0603 | 1 |  |  | 4 | 2100 | [5 empty] | 74897 | NA |  | 290.61 |  | WSL |  | Waikato,Te Kawerau a Maki,Ngāti Whātua,Ngāti Maru,Ngāti Whātua o Ōrākei,Ngāti Tamaoho,Te Patukirikiri,Ngāti Whanaunga,Ngāti Tamaterā,Ngāti Pāoa,Ngāi Tai ki Tāmaki,Ngāti Hako,Te Ākitai Waiohua | 2 | 2 | 2 | 2010 | CCTV Footage Review Log South_Latest.xls | no | 1 | 1 | 2 | CCTV Available (10-20 Years Old) & Soil Type Available | 4.1466 | 4 | 5 | 5 | 2.5 | Property Parcels | 1 |  | 5 | 1.355 | 0.50314 | Modelled Flow Data Used & Depth Available | 290.6113 | 13
3197 | 3461 | 916448 | 10088473 | 195647 | DSNTH | North Branch Sewer TS30 | Gravity | Pipe | Buried | OP | CONC | None | 2003-01-06 |  |  | dwg | NI | Transmission | Legacy | 2 |  |  | 4 | 800 | [5 empty] | 65194 | NA |  | 83.16 |  | WSL |  | Te Kawerau a Maki,Ngāti Whātua,Ngāti Maru,Ngāti Whātua o Kaipara,Ngāti Whātua o Ōrākei,Ngāti Tamaoho,Ngāti Manuhiri,Te Patukirikiri,Ngāti Whanaunga,Ngāti Tamaterā,Ngāti Pāoa,Ngāi Tai ki Tāmaki,Ngāti Hako,Te Ākitai Waiohua | 1.21 | 1 |  |  |  | no | 1 | 3 | 1 | CCTV NOT Available or Over 30 Years Old & Soil Type Available | 4.1418 | 4 | 1 | 4 | 5 | Property Parcels, Schools & Hospitals | 1 |  | 1.5 | 1.94 | 0.0084227 | Modelled Flow Data Used & Depth Available | 83.1608 | 7
390 | 408 | 15704 | 10005442 | 194214 | DSEIN | Eastern Interceptor | Gravity | Pipe | Tunnelled | OP | CONC | None | 1964-06-30 | 12.52 | 12.18 | dwg | EI | Transmission | Legacy | 1 |  |  | 4 | 2100 | [5 empty] | 74896 | NA |  | 471.7 |  | WSL |  | Waikato,Te Kawerau a Maki,Ngāti Whātua,Ngāti Maru,Ngāti Whātua o Ōrākei,Ngāti Tamaoho,Te Patukirikiri,Ngāti Whanaunga,Ngāti Tamaterā,Ngāti Pāoa,Ngāi Tai ki Tāmaki,Ngāti Hako,Te Ākitai Waiohua | 2 | 2 | 2 | 2010 | te puna wai | no | 1 | 1 | 2 | CCTV Available (10-20 Years Old) & Soil Type Available | 4.1394 | 4 | 5 | 5 | 2.5 | Property Parcels, Building Outlines | 1 |  | 5 | 1.355 | 0.49892 | Modelled Flow Data Used & Depth Available | 471.6992 | 13
1319 | 1409 | 17817 | 10009073 | 197430 | DSTSE | Tamaki South East Branch | Gravity | Pipe | Buried | OP | CONC | None | 2006-11-30 | 21.72 | 21.57 | 0.1s | TE | Transmission | DC07051 | 2 |  |  | 4 | 550 | [5 empty] | 78169 | NA |  | 71.06 |  | WSL |  | Waikato,Ngāti Maru,Ngāti Tamaoho,Ngāti Whanaunga,Ngāti Tamaterā,Ngāti Pāoa,Ngāi Tai ki Tāmaki,Ngāti Hako,Te Ākitai Waiohua | 1.21 | 1 |  |  |  | no | 1 | 3 | 1 | CCTV NOT Available or Over 30 Years Old & Soil Type Available | 4.1384 | 4 | 1 | 2 | 5 | Property Parcels, Schools & Hospitals | 1 |  | 5 | 1.935 | 0.0065698 | Modelled Flow Data Used & Depth Available | 71.0622 | 7
432 | 450 | 16444 | 10009273 | 197967 | DSWIN | Western Interceptor | Gravity | Pipe | Buried | OP | CONC | None | 1964-06-30 | 5.94 | 5.46 | dwg | WI | Transmission | Legacy | 1 |  |  | 4 | 1800 | [5 empty] | 78385 | NA |  | 278.37 |  | WSL |  | Waikato,Te Kawerau a Maki,Ngāti Maru,Ngāti Whātua o Ōrākei,Ngāti Tamaoho,Ngāti Tamaterā,Ngāi Tai ki Tāmaki,Ngāti Hako,Te Ākitai Waiohua | 3 | 3 | 3 | 2016 | te puna wai | no | 3 | 3 | 2 | CCTV Available (0-10 Years Old) & Soil Type Available | 4.1377 | 4 | 5 | 5 | 2.5 | Property Parcels, Building Outlines | 1 | Mana Whenua - Ambury Park Stonefields, Place Of Historic Heritage - Group of stone structures R11_697, Aquifer - Auckland Isthmus Volcanic Aquifer | 5 | 1.355 | 0.49791 | Modelled Flow Data Used & Depth Available | 278.3683 | 17
367 | 381 | 15771 | 10008097 | 196590 | DSSIN | Southern Interceptor | Gravity | Pipe | Buried | OP | CONC | None | 1964-06-30 | 23.33 | 23.09 | dwg | SI | Transmission | Legacy | 1 |  |  | 4 | 1050 | [5 empty] | 77319 | NA |  | 222.27 |  | WSL |  | Waikato,Ngāti Maru,Ngāti Tamaoho,Ngāti Whanaunga,Ngāti Tamaterā,Ngāti Pāoa,Ngāi Tai ki Tāmaki,Ngāti Hako,Te Ākitai Waiohua | 2 | 2 | 2 | 2019 | CCTV Footage Review Log South_Latest.xls | no | 1 | 1 | 2 | CCTV Available (0-10 Years Old) & Soil Type Available | 4.1375 | 4 | 1 | 4 | 5 | Property Parcels, Building Outlines, Schools & Hospitals | 1 |  | 1 | 1.925 | 0 | Modelled Flow Data Used & Depth Available | 222.268 | 13
3105 | 3367 | 905903 | 10089031 | 197238 | DSWAV | Wairau Valley Branch Sewer TS5 | Gravity | Pipe | Buried | OP | CONC | None | 1961-01-01 |  |  | dwg | NI | Transmission | Legacy | 2 |  |  | 4 | 1350 | [5 empty] | 65517 | NA |  | 675.87 |  | WSL |  | Te Kawerau a Maki,Ngāti Whātua,Ngāti Maru,Ngāti Whātua o Kaipara,Ngāti Whātua o Ōrākei,Ngāti Tamaoho,Ngāti Manuhiri,Te Patukirikiri,Ngāti Whanaunga,Ngāti Tamaterā,Ngāti Pāoa,Ngāi Tai ki Tāmaki,Ngāti Hako,Te Ākitai Waiohua | 4 | 4 | 4 | 2016 | te puna wai | yes | 1 | 1 | 3 | CCTV Available (0-10 Years Old) & Soil Type Available | 4.137 | 4 | 5 | 5 | 2.5 | Property Parcels, Building Outlines | 1 |  | 1.5 | 1.235 | 0.54518 | Modelled Flow Data Used & Depth Available | 675.8744 | 21
366 | 380 | 15770 | 10008096 | 196895 | DSSIN | Southern Interceptor | Gravity | Pipe | Buried | OP | CONC | None | 1964-06-30 | 23.09 | 22.89 | dwg | SI | Transmission | Legacy | 1 |  |  | 4 | 1050 | [5 empty] | 77318 | NA |  | 177.9 |  | WSL |  | Waikato,Ngāti Maru,Ngāti Tamaoho,Ngāti Whanaunga,Ngāti Tamaterā,Ngāi Tai ki Tāmaki,Ngāti Hako,Te Ākitai Waiohua | 2 | 2 | 2 | 2019 | CCTV Footage Review Log South_Latest.xls | no | 1 | 1 | 2 | CCTV Available (0-10 Years Old) & Soil Type Available | 4.1369 | 4 | 1 | 4 | 5 | Building Outlines, Schools & Hospitals, Public Park & Sports Area | 1 |  | 1 | 1.925 | 0.00026704 | Modelled Flow Data Used & Depth Available | 177.8991 | 13
365 | 379 | 15769 | 10008095 | 196744 | DSSIN | Southern Interceptor | Gravity | Pipe | Buried | OP | CONC | None | 1964-06-30 | 22.89 | 22.7 | dwg | SI | Transmission | Legacy | 1 |  |  | 4 | 1050 | [5 empty] | 77317 | NA |  | 177.64 |  | WSL |  | Waikato,Ngāti Maru,Ngāti Tamaoho,Ngāti Whanaunga,Ngāti Tamaterā,Ngāi Tai ki Tāmaki,Ngāti Hako,Te Ākitai Waiohua | 2 | 2 | 2 | 2019 | CCTV Footage Review Log South_Latest.xls | no | 1 | 1 | 2 | CCTV Available (0-10 Years Old) & Soil Type Available | 4.1369 | 4 | 1 | 4 | 5 | Schools & Hospitals, Public Park & Sports Area | 1 |  | 1 | 1.925 | 0.00026704 | Modelled Flow Data Used & Depth Available | 177.6442 | 13
4041 | 4320 | 932300 | 10089033 | 197635 | DSWAV | Wairau Valley Branch Sewer TS5 | Gravity | Pipe | Buried | OP | CONC | None | 1961-01-01 |  |  | dwg | NI | Transmission | Legacy | 2 |  |  | 4 | 1350 | [5 empty] | 65519 | NA |  | 90.35 |  | WSL |  | Te Kawerau a Maki,Ngāti Whātua,Ngāti Maru,Ngāti Whātua o Ōrākei,Ngāti Tamaoho,Ngāti Manuhiri,Te Patukirikiri,Ngāti Whanaunga,Ngāti Tamaterā,Ngāti Pāoa,Ngāi Tai ki Tāmaki,Ngāti Hako,Te Ākitai Waiohua | 4 | 4 | 4 | 2016 | te puna wai | yes | 1 | 1 | 3 | CCTV Available (0-10 Years Old) & Soil Type Available | 4.1355 | 4 | 5 | 5 | 2.5 | Property Parcels | 1 |  | 1.5 | 1.235 | 0.54441 | Modelled Flow Data Used & Depth Available | 90.3458 | 21
4131 | 4413 | 933203 | 10089032 | 197919 | DSWAV | Wairau Valley Branch Sewer TS5 | Gravity | Pipe | Buried | OP | CONC | None | 1961-01-01 |  |  | dwg | NI | Transmission | Legacy | 2 |  |  | 4 | 1350 | [5 empty] | 65518 | NA |  | 85.7 |  | WSL |  | Te Kawerau a Maki,Ngāti Whātua,Ngāti Maru,Ngāti Whātua o Ōrākei,Ngāti Tamaoho,Ngāti Manuhiri,Te Patukirikiri,Ngāti Whanaunga,Ngāti Tamaterā,Ngāti Pāoa,Ngāi Tai ki Tāmaki,Ngāti Hako,Te Ākitai Waiohua | 4 | 4 | 4 | 2016 | te puna wai | yes | 1 | 1 | 3 | CCTV Available (0-10 Years Old) & Soil Type Available | 4.1355 | 4 | 5 | 5 | 2.5 | Property Parcels | 1 |  | 1.5 | 1.235 | 0.54441 | Modelled Flow Data Used & Depth Available | 85.6971 | 21
444 | 462 | 16447 | 10009279 | 197795 | DSWIN | Western Interceptor | Gravity | Pipe | Buried | OP | CONC | None | 1964-06-30 | 7.13 | 6.6 | dwg | WI | Transmission | Legacy | 1 |  |  | 4 | 1800 | [5 empty] | 78389 | NA |  | 308.25 |  | WSL |  | Waikato,Te Kawerau a Maki,Ngāti Maru,Ngāti Whātua o Ōrākei,Ngāti Tamaoho,Ngāti Tamaterā,Ngāi Tai ki Tāmaki,Ngāti Hako,Te Ākitai Waiohua | 3 | 3 | 3 | 2016 | te puna wai | no | 3 | 3 | 2 | CCTV Available (0-10 Years Old) & Soil Type Available | 4.1351 | 4 | 5 | 5 | 2.5 | Property Parcels, Building Outlines | 1 | Aquifer - Auckland Isthmus Volcanic Aquifer | 5 | 1.355 | 0.49639 | Modelled Flow Data Used & Depth Available | 308.2487 | 17
461 | 481 | 35575 | 10009275 | 197794 | DSWIN | Western Interceptor | Gravity | Pipe | Buried | OP | CONC | PVC | 1964-06-30 | 2.23 | 2 | dwg | WI | Transmission | DU2804 | 1 |  |  | 4 | 1540 | [5 empty] | 78379 | NA |  | 4.04 |  | WSL |  | Waikato,Te Kawerau a Maki,Ngāti Maru,Ngāti Whātua o Ōrākei,Ngāti Tamaoho,Ngāti Tamaterā,Ngāi Tai ki Tāmaki,Ngāti Hako,Te Ākitai Waiohua | 1.59 | 2 |  |  |  | no | 3 | 3 | 1 | CCTV NOT Available or Over 30 Years Old & Soil Type Available | 4.1349 | 4 | 5 | 5 | 2.5 | Property Parcels | 1 |  | 5 | 1.355 | 0.4963 | Modelled Flow Data Used & Depth Available | 4.0399 | 13
1428 | 1525 | 16864 | 10008512 | 197179 | DSSWN | Swanson Branch | Gravity | Pipe | Buried | OP | CONC | None | 1965-06-30 | 11.59 | 10.84 | dwg | WI | Transmission | Legacy | 2 |  |  | 4 | 450 | [5 empty] | 77778 | NA |  | 183.87 |  | WSL |  | Te Kawerau a Maki,Ngāti Whātua,Ngāti Whātua o Ōrākei,Ngāti Tamaoho,Ngāti Tamaterā,Te Ākitai Waiohua | 2.33 | 2 | 2 | 2009 | te puna wai | no | 5 | 1 | 2 | CCTV Available (10-20 Years Old) & Soil Type Available | 4.1302 | 4 | 1 | 2 | 5 | Property Parcels, Building Outlines, Schools & Hospitals | 1 |  | 5 | 1.935 | 0.010382 | Modelled Flow Data Used & Depth Available | 183.8731 | 13
2805 | 3054 | 302894 | 10076212 | 193615 | DSB07 | Branch 7 Arch Hill | Gravity | Pipe | Buried | OP | CONC | EP | 2012-04-05 | 9.03 | 9.01 | 0.1s | OM | Transmission | T0000171 | 2 |  |  | 4 | 910 | [5 empty] | 74152 | NA |  | 35.32 |  | WSL |  | Te Kawerau a Maki,Ngāti Whātua,Ngāti Maru,Ngāti Whātua o Ōrākei,Ngāti Tamaoho,Ngāti Tamaterā,Ngāi Tai ki Tāmaki,Ngāti Hako,Te Ākitai Waiohua | 2 | 2 | 2 | 2016 | te puna wai | no | 5 | 1 | 1 | CCTV Available (0-10 Years Old) & Soil Type Available | 4.13 | 4 | 4 | 4 | 3.5 | Property Parcels, Building Outlines | 1 | Aquifer - Western Springs Volcanic Aquifer | 5 | 1.6 | 0.8 | Diameter Used For Flow Approximation & Depth Available | 35.3233 | 13
2148 | 2349 | 16276 | 10004149 | 193290 | DSB02 | Branch 2 Portland Road | Gravity | Pipe | Tunnelled | OP | BRICK | None | 1911-06-30 | 4.66 | 4.41 | dwg | OM | Transmission | Legacy | 2 |  |  | 4 | 840 | [5 empty] | 73952 | NA |  | 136.84 |  | WSL |  | Waikato,Te Kawerau a Maki,Ngāti Whātua,Ngāti Maru,Ngāti Whātua o Ōrākei,Ngāti Tamaoho,Te Patukirikiri,Ngāti Tamaterā,Ngāti Pāoa,Ngāi Tai ki Tāmaki,Ngāti Hako,Te Ākitai Waiohua | 2.44 | 2 | 1 | 2015 | te puna wai | no | 3 | 1 | 4 | CCTV Available (0-10 Years Old) & Soil Type Available | 4.13 | 4 | 4 | 4 | 3.5 | Property Parcels, Building Outlines | 1 |  | 5 | 1.6 | 0.8 | Diameter Used For Flow Approximation & Depth Available | 136.8448 | 13
295 | 307 | 15681 | 10008008 | 196873 | DSSIN | Southern Interceptor | Gravity | Pipe | Tunnelled | OP | CONC | None | 1965-06-30 | 3.34 | 2.78 | dwg | SI | Transmission | Legacy | 1 |  |  | 4 | 900 | [5 empty] | 77346 | NA |  | 468.64 |  | WSL |  | Waikato,Ngāti Maru,Ngāti Tamaoho,Ngāti Whanaunga,Ngāti Tamaterā,Ngāti Pāoa,Ngāi Tai ki Tāmaki,Ngāti Hako,Te Ākitai Waiohua | 2 | 2 | 2 | 2019 | CCTV Footage Review Log South_Latest.xls | no | 1 | 3 | 2 | CCTV Available (0-10 Years Old) & Soil Type Available | 4.13 | 4 | 4 | 4 | 3.5 | Property Parcels, Building Outlines | 1 | Ocean Intercept | 5 | 1.6 | 0.8 | Diameter Used For Flow Approximation & Depth Available | 468.6359 | 13
721 | 755 | 16274 | 10004147 | 193532 | DSB02 | Branch 2 Portland Road | Gravity | Pipe | Tunnelled | OP | BRICK | None | 1911-06-30 | 4.15 | 3.7 | dwg | OM | Transmission | Legacy | 2 |  |  | 4 | 840 | [5 empty] | 73950 | NA |  | 289.18 |  | WSL |  | Waikato,Te Kawerau a Maki,Ngāti Whātua,Ngāti Maru,Ngāti Whātua o Ōrākei,Ngāti Tamaoho,Te Patukirikiri,Ngāti Tamaterā,Ngāti Pāoa,Ngāi Tai ki Tāmaki,Ngāti Hako,Te Ākitai Waiohua | 2.22 | 2 | 1 | 2015 | te puna wai | no | 1 | 1 | 4 | CCTV Available (0-10 Years Old) & Soil Type Available | 4.13 | 4 | 4 | 4 | 3.5 | Property Parcels, Building Outlines | 1 |  | 5 | 1.6 | 0.8 | Diameter Used For Flow Approximation & Depth Available | 289.1839 | 13
296 | 308 | 15682 | 10008009 | 196569 | DSSIN | Southern Interceptor | Gravity | Pipe | Buried | OP | CONC | None | 1965-06-30 | 3.52 | 3.34 | dwg | SI | Transmission | Legacy | 1 |  |  | 4 | 900 | [5 empty] | 77347 | NA |  | 143.04 |  | WSL |  | Waikato,Ngāti Maru,Ngāti Tamaoho,Ngāti Whanaunga,Ngāti Tamaterā,Ngāti Pāoa,Ngāi Tai ki Tāmaki,Ngāti Hako,Te Ākitai Waiohua | 3 | 3 | 3 | 2019 | CCTV Footage Review Log South_Latest.xls | no | 1 | 3 | 2 | CCTV Available (0-10 Years Old) & Soil Type Available | 4.13 | 4 | 4 | 4 | 3.5 | Property Parcels, Building Outlines | 1 |  | 5 | 1.6 | 0.8 | Diameter Used For Flow Approximation & Depth Available | 143.0378 | 17
255 | 267 | 15679 | 10008006 | 197020 | DSSIN | Southern Interceptor | Gravity | Pipe | Buried | OP | CONC | None | 1965-06-30 | 2.7 | 2.51 | dwg | SI | Transmission | Legacy | 1 |  |  | 4 | 900 | [5 empty] | 77344 | NA |  | 129.37 |  | WSL |  | Waikato,Ngāti Maru,Ngāti Tamaoho,Ngāti Whanaunga,Ngāti Tamaterā,Ngāti Pāoa,Ngāi Tai ki Tāmaki,Ngāti Hako,Te Ākitai Waiohua | 3 | 3 | 3 | 2019 | CCTV Footage Review Log South_Latest.xls | no | 1 | 3 | 2 | CCTV Available (0-10 Years Old) & Soil Type Available | 4.13 | 4 | 4 | 4 | 3.5 | Property Parcels, Building Outlines | 1 |  | 5 | 1.6 | 0.8 | Diameter Used For Flow Approximation & Depth Available | 129.3746 | 17
2146 | 2347 | 15726 | 10004151 | 193533 | DSB02 | Branch 2 Portland Road | Gravity | Pipe | Tunnelled | OP | BRICK | None | 1911-06-30 | 5.01 | 4.84 | dwg | OM | Transmission | Legacy | 2 |  |  | 4 | 840 | [5 empty] | 73954 | NA |  | 91.9 |  | WSL |  | Waikato,Te Kawerau a Maki,Ngāti Whātua,Ngāti Maru,Ngāti Whātua o Ōrākei,Ngāti Tamaoho,Te Patukirikiri,Ngāti Tamaterā,Ngāti Pāoa,Ngāi Tai ki Tāmaki,Ngāti Hako,Te Ākitai Waiohua | 2.64 | 3 | 2 | 2015 | te puna wai | no | 1 | 1 | 4 | CCTV Available (0-10 Years Old) & Soil Type Available | 4.13 | 4 | 4 | 4 | 3.5 | Property Parcels, Building Outlines | 1 |  | 5 | 1.6 | 0.8 | Diameter Used For Flow Approximation & Depth Available | 91.8967 | 17
913 | 963 | 16279 | 10004145 | 193289 | DSB02 | Branch 2 Portland Road | Gravity | Pipe | Tunnelled | OP | BRICK | None | 1911-06-30 | 5.3 | 5.22 | dwg | OM | Transmission | Legacy | 2 |  |  | 4 | 840 | [5 empty] | 73958 | NA |  | 43.46 |  | WSL |  | Waikato,Te Kawerau a Maki,Ngāti Whātua,Ngāti Maru,Ngāti Whātua o Ōrākei,Ngāti Tamaoho,Te Patukirikiri,Ngāti Tamaterā,Ngāti Pāoa,Ngāi Tai ki Tāmaki,Ngāti Hako,Te Ākitai Waiohua | 2.64 | 3 | 2 | 2015 | te puna wai | no | 1 | 1 | 4 | CCTV Available (0-10 Years Old) & Soil Type Available | 4.13 | 4 | 4 | 4 | 3.5 | Property Parcels, Building Outlines | 1 |  | 5 | 1.6 | 0.8 | Diameter Used For Flow Approximation & Depth Available | 43.4617 | 17
2144 | 2345 | 16277 | 10004153 | 193291 | DSB02 | Branch 2 Portland Road | Gravity | Pipe | Tunnelled | OP | BRICK | None | 1911-06-30 | 5.04 | 5.01 | dwg | OM | Transmission | Legacy | 2 |  |  | 4 | 840 | [5 empty] | 73955 | NA |  | 16.55 |  | WSL |  | Waikato,Te Kawerau a Maki,Ngāti Whātua,Ngāti Maru,Ngāti Whātua o Ōrākei,Ngāti Tamaoho,Te Patukirikiri,Ngāti Tamaterā,Ngāti Pāoa,Ngāi Tai ki Tāmaki,Ngāti Hako,Te Ākitai Waiohua | 2.22 | 2 | 1 | 2015 | te puna wai | no | 1 | 1 | 4 | CCTV Available (0-10 Years Old) & Soil Type Available | 4.13 | 4 | 4 | 4 | 3.5 | Property Parcels, Building Outlines | 1 |  | 5 | 1.6 | 0.8 | Diameter Used For Flow Approximation & Depth Available | 16.5469 | 13
2708 | 2946 | 26289 | 10009061 | 197903 | DSTSE | Tamaki South East Branch | Gravity | Pipe | Buried | OP | CONC | None | 2005-05-30 | 16.8 |  | 0.1s | TE | Transmission | DC06038 | 2 |  |  | 4 | 825 | [5 empty] | 78157 | NA |  | 44.32 |  | WSL |  | Waikato,Ngāti Maru,Ngāti Tamaoho,Ngāti Whanaunga,Ngāti Tamaterā,Ngāti Pāoa,Ngāi Tai ki Tāmaki,Ngāti Hako,Te Ākitai Waiohua | 1.21 | 1 |  |  |  | no | 1 | 3 | 1 | CCTV NOT Available or Over 30 Years Old & Soil Type Available | 4.1297 | 4 | 2 | 4 | 5 | Schools & Hospitals | 1 |  | 1.5 | 1.94 | 0.021508 | Modelled Flow Data Used & Depth Available | 44.3231 | 7
1427 | 1524 | 16863 | 10008511 | 196914 | DSSWN | Swanson Branch | Gravity | Pipe | Buried | OP | CONC | None | 1965-06-30 | 10.84 | 10.01 | dwg | WI | Transmission | Legacy | 2 |  |  | 4 | 450 | [5 empty] | 77777 | NA |  | 182.63 |  | WSL |  | Te Kawerau a Maki,Ngāti Whātua,Ngāti Whātua o Ōrākei,Ngāti Tamaoho,Ngāti Tamaterā,Te Ākitai Waiohua | 2.33 | 2 | 2 | 2009 | te puna wai | no | 5 | 1 | 2 | CCTV Available (10-20 Years Old) & Soil Type Available | 4.1288 | 4 | 1 | 2 | 5 | Schools & Hospitals | 1 |  | 5 | 1.935 | 0.01099 | Modelled Flow Data Used & Depth Available | 182.633 | 13
2379 | 2590 | 16042 | 10005519 | 194726 | DSFLB | Flat Bush Branch | Gravity | Pipe | Buried | OP | CONC | None | 1986-06-30 | 5.42 | 4.94 | dwg | SI | Transmission | Legacy | 2 |  |  | 4 | 400 | [5 empty] | 74977 | NA |  | 72.07 |  | WSL |  | Waikato,Te Kawerau a Maki,Ngāti Maru,Ngāti Tamaoho,Ngāti Whanaunga,Ngāti Tamaterā,Ngāti Pāoa,Ngāi Tai ki Tāmaki,Ngāti Hako,Te Ākitai Waiohua | 2 | 2 | 2 | 2003 | CCTV Footage Review Log South_Latest.xls | no | 5 | 1 | 1 | CCTV Available (20-30 Years Old) & Soil Type Available | 4.1286 | 4 | 1 | 2 | 5 | Schools & Hospitals | 1 |  | 5 | 1.935 | 0.011116 | Modelled Flow Data Used & Depth Available | 72.0676 | 13
2380 | 2591 | 16041 | 10005518 | 194458 | DSFLB | Flat Bush Branch | Gravity | Pipe | Buried | OP | CONC | None | 1986-06-30 | 4.94 | 4.77 | dwg | SI | Transmission | Legacy | 2 |  |  | 4 | 400 | [5 empty] | 74976 | NA |  | 49.83 |  | WSL |  | Waikato,Te Kawerau a Maki,Ngāti Maru,Ngāti Tamaoho,Ngāti Whanaunga,Ngāti Tamaterā,Ngāti Pāoa,Ngāi Tai ki Tāmaki,Ngāti Hako,Te Ākitai Waiohua | 1.65 | 2 | 1 | 2003 | CCTV Footage Review Log South_Latest.xls | no | 5 | 1 | 1 | CCTV Available (20-30 Years Old) & Soil Type Available | 4.1286 | 4 | 1 | 2 | 5 | Schools & Hospitals | 1 |  | 5 | 1.935 | 0.011116 | Modelled Flow Data Used & Depth Available | 49.8275 | 13
1821 | 1985 | 16043 | 10005520 | 194607 | DSFLB | Flat Bush Branch | Gravity | Pipe | Buried | OP | CONC | None | 1986-06-30 | 5.82 | 5.42 | dwg | SI | Transmission | Legacy | 2 |  |  | 4 | 450 | [5 empty] | 74978 | NA |  | 116.2 |  | WSL |  | Waikato,Te Kawerau a Maki,Ngāti Maru,Ngāti Tamaoho,Ngāti Whanaunga,Ngāti Tamaterā,Ngāti Pāoa,Ngāi Tai ki Tāmaki,Ngāti Hako,Te Ākitai Waiohua | 1.18 | 1 | 1 | 2003 | CCTV Footage Review Log South_Latest.xls | no | 1 | 3 | 1 | CCTV Available (20-30 Years Old) & Soil Type Available | 4.1286 | 4 | 1 | 2 | 5 | Schools & Hospitals | 1 |  | 5 | 1.935 | 0.011116 | Modelled Flow Data Used & Depth Available | 116.2005 | 7
1820 | 1984 | 16044 | 10005521 | 194881 | DSFLB | Flat Bush Branch | Gravity | Pipe | Buried | OP | CONC | None | 1986-06-30 | 6 | 5.82 | dwg | SI | Transmission | Legacy | 2 |  |  | 4 | 450 | [5 empty] | 74979 | NA |  | 63.33 |  | WSL |  | Waikato,Te Kawerau a Maki,Ngāti Maru,Ngāti Tamaoho,Ngāti Whanaunga,Ngāti Tamaterā,Ngāti Pāoa,Ngāi Tai ki Tāmaki,Ngāti Hako,Te Ākitai Waiohua | 2 | 2 | 2 | 2003 | CCTV Footage Review Log South_Latest.xls | no | 1 | 3 | 1 | CCTV Available (20-30 Years Old) & Soil Type Available | 4.1286 | 4 | 1 | 2 | 5 | Schools & Hospitals | 1 |  | 5 | 1.935 | 0.011119 | Modelled Flow Data Used & Depth Available | 63.3287 | 13
1819 | 1983 | 16045 | 10005522 | 194459 | DSFLB | Flat Bush Branch | Gravity | Pipe | Buried | OP | CONC | None | 1986-06-30 | 6.3 | 6 | dwg | SI | Transmission | Legacy | 2 |  |  | 4 | 450 | [5 empty] | 74980 | NA |  | 92.94 |  | WSL |  | Waikato,Te Kawerau a Maki,Ngāti Maru,Ngāti Tamaoho,Ngāti Whanaunga,Ngāti Tamaterā,Ngāti Pāoa,Ngāi Tai ki Tāmaki,Ngāti Hako,Te Ākitai Waiohua | 1.18 | 1 | 1 | 2003 | CCTV Footage Review Log South_Latest.xls | no | 1 | 3 | 1 | CCTV Available (20-30 Years Old) & Soil Type Available | 4.1286 | 4 | 1 | 2 | 5 | Schools & Hospitals | 1 |  | 5 | 1.935 | 0.011122 | Modelled Flow Data Used & Depth Available | 92.9359 | 7
1818 | 1982 | 16046 | 10005523 | 194727 | DSFLB | Flat Bush Branch | Gravity | Pipe | Buried | OP | CONC | None | 1986-06-30 | 6.54 | 6.3 | dwg | SI | Transmission | Legacy | 2 |  |  | 4 | 450 | [5 empty] | 74981 | NA |  | 73.69 |  | WSL |  | Waikato,Te Kawerau a Maki,Ngāti Maru,Ngāti Tamaoho,Ngāti Whanaunga,Ngāti Tamaterā,Ngāti Pāoa,Ngāi Tai ki Tāmaki,Ngāti Hako,Te Ākitai Waiohua | 1.18 | 1 | 1 | 2003 | CCTV Footage Review Log South_Latest.xls | no | 1 | 3 | 1 | CCTV Available (20-30 Years Old) & Soil Type Available | 4.1286 | 4 | 1 | 2 | 5 | Property Parcels, Schools & Hospitals | 1 |  | 5 | 1.935 | 0.011126 | Modelled Flow Data Used & Depth Available | 73.6913 | 7
1783 | 1944 | 16051 | 10005528 | 194609 | DSFLB | Flat Bush Branch | Gravity | Pipe | Buried | OP | CONC | None | 1986-06-30 | 7.99 | 7.72 | dwg | SI | Transmission | Legacy | 2 |  |  | 4 | 450 | [5 empty] | 74986 | NA |  | 96.7 |  | WSL |  | Waikato,Te Kawerau a Maki,Ngāti Maru,Ngāti Tamaoho,Ngāti Whanaunga,Ngāti Tamaterā,Ngāti Pāoa,Ngāi Tai ki Tāmaki,Ngāti Hako,Te Ākitai Waiohua | 1.18 | 1 | 1 | 2003 | CCTV Footage Review Log South_Latest.xls | no | 1 | 3 | 1 | CCTV Available (20-30 Years Old) & Soil Type Available | 4.1285 | 4 | 1 | 2 | 5 | Schools & Hospitals | 1 |  | 5 | 1.935 | 0.011142 | Modelled Flow Data Used & Depth Available | 96.6984 | 7
1782 | 1943 | 16052 | 10005529 | 194883 | DSFLB | Flat Bush Branch | Gravity | Pipe | Buried | OP | CONC | None | 1986-06-30 | 8.51 | 7.99 | dwg | SI | Transmission | Legacy | 2 |  |  | 4 | 400 | [5 empty] | 74987 | NA |  | 80.61 |  | WSL |  | Waikato,Te Kawerau a Maki,Ngāti Maru,Ngāti Tamaoho,Ngāti Whanaunga,Ngāti Tamaterā,Ngāti Pāoa,Ngāi Tai ki Tāmaki,Ngāti Hako,Te Ākitai Waiohua | 1.65 | 2 | 1 | 2003 | CCTV Footage Review Log South_Latest.xls | no | 5 | 1 | 1 | CCTV Available (20-30 Years Old) & Soil Type Available | 4.1285 | 4 | 1 | 2 | 5 | Schools & Hospitals | 1 |  | 5 | 1.935 | 0.011145 | Modelled Flow Data Used & Depth Available | 80.6139 | 13
1018 | 1075 | 14867 | 10007632 | 196266 | DSPNR | Penrose Branch | Gravity | Pipe | Buried | OP | CONC | None | 1959-06-30 | 0.77 | 0.41 | dwg | EI | Transmission | Legacy | 2 |  |  | 4 | 570 | [5 empty] | 76972 | NA |  | 103.49 |  | WSL |  | Waikato,Te Kawerau a Maki,Ngāti Whātua,Ngāti Maru,Ngāti Whātua o Ōrākei,Ngāti Tamaoho,Ngāti Tamaterā,Ngāti Pāoa,Ngāi Tai ki Tāmaki,Ngāti Hako,Te Ākitai Waiohua | 3 | 3 | 3 | 2016 | te puna wai | no | 1 | 1 | 3 | CCTV Available (0-10 Years Old) & Soil Type Available | 4.1282 | 4 | 1 | 2 | 5 | Property Parcels, KiwiRail, Building Outlines | 1 | Aquifer - Mt Wellington Volcanic Aquifer | 5 | 1.935 | 0.011274 | Modelled Flow Data Used & Depth Available | 103.4851 | 17
1082 | 1142 | 17591 | 10005208 | 194557 | DSCHP | Chapel Branch | Gravity | Pipe | Buried | OP | CONC | None | 1998-01-10 | 17.51 | 17.22 | 0.1s | TE | Transmission | Legacy | 2 |  |  | 4 | 525 | [5 empty] | 74693 | NA |  | 127.48 |  | WSL |  | Waikato,Ngāti Maru,Ngāti Tamaoho,Ngāti Whanaunga,Ngāti Tamaterā,Ngāti Pāoa,Ngāi Tai ki Tāmaki,Ngāti Hako,Te Ākitai Waiohua | 1.21 | 1 |  |  |  | no | 1 | 3 | 1 | CCTV NOT Available or Over 30 Years Old & Soil Type Available | 4.1279 | 4 | 1 | 2 | 5 | Schools & Hospitals | 1 |  | 5 | 1.935 | 0.011415 | Modelled Flow Data Used & Depth Available | 127.482 | 7
1081 | 1141 | 17590 | 10005207 | 194281 | DSCHP | Chapel Branch | Gravity | Pipe | Buried | OP | CONC | None | 1998-01-10 | 17.21 | 17 | 0.1s | TE | Transmission | Legacy | 2 |  |  | 4 | 525 | [5 empty] | 74692 | NA |  | 119.85 |  | WSL |  | Waikato,Ngāti Maru,Ngāti Tamaoho,Ngāti Whanaunga,Ngāti Tamaterā,Ngāti Pāoa,Ngāi Tai ki Tāmaki,Ngāti Hako,Te Ākitai Waiohua | 1.21 | 1 |  |  |  | no | 1 | 3 | 1 | CCTV NOT Available or Over 30 Years Old & Soil Type Available | 4.1273 | 4 | 1 | 2 | 5 | Schools & Hospitals | 1 |  | 5 | 1.935 | 0.011701 | Modelled Flow Data Used & Depth Available | 119.8472 | 7
1019 | 1076 | 14845 | 10007631 | 196760 | DSPNR | Penrose Branch | Gravity | Pipe | Buried | OP | CONC | None | 1959-06-30 | 0.41 | -0.1 | dwg | EI | Transmission | Legacy | 2 |  |  | 4 | 570 | [5 empty] | 76971 | NA |  | 107.46 |  | WSL |  | Waikato,Te Kawerau a Maki,Ngāti Whātua,Ngāti Maru,Ngāti Whātua o Ōrākei,Ngāti Tamaoho,Ngāti Tamaterā,Ngāti Pāoa,Ngāi Tai ki Tāmaki,Ngāti Hako,Te Ākitai Waiohua | 2.24 | 2 | 2 | 2016 | te puna wai | no | 1 | 1 | 3 | CCTV Available (0-10 Years Old) & Soil Type Available | 4.1267 | 4 | 1 | 2 | 5 | Property Parcels, KiwiRail | 1 | Aquifer - Mt Wellington Volcanic Aquifer | 5 | 1.935 | 0.011965 | Modelled Flow Data Used & Depth Available | 107.4643 | 13
2308 | 2519 | 15145 | 10004416 | 193211 | DSB07 | Branch 7 Arch Hill | Gravity | Pipe | Buried | OP | CONC | None | 1976-06-30 | 28.63 | 27.58 | dwg | OM | Transmission | Legacy | 2 |  |  | 4 | 450 | [5 empty] | 74189 | NA |  | 78.57 |  | WSL |  | Te Kawerau a Maki,Ngāti Whātua,Ngāti Maru,Ngāti Whātua o Ōrākei,Ngāti Tamaoho,Te Patukirikiri,Ngāti Tamaterā,Ngāti Pāoa,Ngāi Tai ki Tāmaki,Ngāti Hako,Te Ākitai Waiohua | 1.51 | 2 | 1 | 2011 | te puna wai | no | 1 | 1 | 2 | CCTV Available (10-20 Years Old) & Soil Type Available | 4.1267 | 4 | 1 | 2 | 5 | NZTA | 1 |  | 5 | 1.935 | 0.011994 | Modelled Flow Data Used & Depth Available | 78.5747 | 13
2309 | 2520 | 15142 | 10004414 | 193452 | DSB07 | Branch 7 Arch Hill | Gravity | Pipe | Buried | OP | CONC | None | 1976-06-30 | 27.33 | 26.29 | dwg | OM | Transmission | Legacy | 2 |  |  | 4 | 450 | [5 empty] | 74187 | NA |  | 95.08 |  | WSL |  | Te Kawerau a Maki,Ngāti Whātua,Ngāti Maru,Ngāti Whātua o Ōrākei,Ngāti Tamaoho,Te Patukirikiri,Ngāti Tamaterā,Ngāti Pāoa,Ngāi Tai ki Tāmaki,Ngāti Hako,Te Ākitai Waiohua | 2 | 2 | 2 | 2016 | te puna wai | no | 1 | 1 | 2 | CCTV Available (0-10 Years Old) & Soil Type Available | 4.1261 | 4 | 1 | 2 | 5 | NZTA | 1 |  | 5 | 1.935 | 0.012264 | Modelled Flow Data Used & Depth Available | 95.0807 | 13
2310 | 2521 | 15144 | 10004415 | 193607 | DSB07 | Branch 7 Arch Hill | Gravity | Pipe | Buried | OP | CONC | None | 1976-06-30 | 27.5 | 27.39 | dwg | OM | Transmission | Legacy | 2 |  |  | 4 | 450 | [5 empty] | 74188 | NA |  | 11.77 |  | WSL |  | Te Kawerau a Maki,Ngāti Whātua,Ngāti Maru,Ngāti Whātua o Ōrākei,Ngāti Tamaoho,Te Patukirikiri,Ngāti Tamaterā,Ngāti Pāoa,Ngāi Tai ki Tāmaki,Ngāti Hako,Te Ākitai Waiohua | 2 | 2 | 2 | 2016 | te puna wai | no | 1 | 1 | 2 | CCTV Available (0-10 Years Old) & Soil Type Available | 4.1261 | 4 | 1 | 2 | 5 | NZTA | 1 |  | 5 | 1.935 | 0.012264 | Modelled Flow Data Used & Depth Available | 11.7662 | 13
1074 | 1134 | 17587 | 10005203 | 194053 | DSCHP | Chapel Branch | Gravity | Pipe | Buried | OP | CONC | None | 1998-01-10 | 16.6 | 16.51 | 0.1s | TE | Transmission | Legacy | 2 |  |  | 4 | 525 | [5 empty] | 74687 | NA |  | 54.21 |  | WSL |  | Waikato,Ngāti Maru,Ngāti Tamaoho,Ngāti Whanaunga,Ngāti Tamaterā,Ngāti Pāoa,Ngāi Tai ki Tāmaki,Ngāti Hako,Te Ākitai Waiohua | 1.21 | 1 |  |  |  | no | 1 | 3 | 1 | CCTV NOT Available or Over 30 Years Old & Soil Type Available | 4.1256 | 4 | 1 | 2 | 5 | Schools & Hospitals | 1 |  | 5 | 1.935 | 0.012477 | Modelled Flow Data Used & Depth Available | 54.2054 | 7
2657 | 2884 | 14968 | 10006112 | 195418 | DSHLT | Hellabys Tradewaste | Gravity | Pipe | Buried | OP | CONC | None | 1959-06-30 | 1.65 | 1.35 | dwg | EI | Transmission | Legacy | 2 |  |  | 4 | 570 | [5 empty] | 75511 | NA |  | 120 |  | WSL |  | Waikato,Te Kawerau a Maki,Ngāti Whātua,Ngāti Maru,Ngāti Whātua o Ōrākei,Ngāti Tamaoho,Ngāti Tamaterā,Ngāti Pāoa,Ngāi Tai ki Tāmaki,Ngāti Hako,Te Ākitai Waiohua | 2.15 | 2 | 1 | 2018 | CCTV Footage Review Log South_Latest.xls | no | 3 | 3 | 3 | CCTV Available (0-10 Years Old) & Soil Type Available | 4.1235 | 4 | 1 | 2 | 5 | KiwiRail | 1 |  | 5 | 1.935 | 0.013493 | Modelled Flow Data Used & Depth Available | 119.9982 | 13
798 | 837 | 14967 | 10006110 | 195573 | DSHLT | Hellabys Tradewaste | Gravity | Pipe | Buried | OP | CONC | None | 1959-06-30 | 2.87 | 2.17 | dwg | EI | Transmission | Legacy | 2 |  |  | 4 | 570 | [5 empty] | 75514 | NA |  | 121.97 |  | WSL |  | Waikato,Te Kawerau a Maki,Ngāti Maru,Ngāti Whātua o Ōrākei,Ngāti Tamaoho,Ngāti Tamaterā,Ngāti Pāoa,Ngāi Tai ki Tāmaki,Ngāti Hako,Te Ākitai Waiohua | 2.24 | 2 | 2 | 2018 | CCTV Footage Review Log South_Latest.xls | no | 1 | 1 | 3 | CCTV Available (0-10 Years Old) & Soil Type Available | 4.1235 | 4 | 1 | 2 | 5 | KiwiRail | 1 | Aquifer - Auckland Isthmus Volcanic Aquifer | 5 | 1.935 | 0.013493 | Modelled Flow Data Used & Depth Available | 121.9665 | 13
2655 | 2882 | 14966 | 10006109 | 194970 | DSHLT | Hellabys Tradewaste | Gravity | Pipe | Buried | OP | CONC | None | 1959-06-30 | 2.17 | 1.9 | dwg | EI | Transmission | Legacy | 2 |  |  | 4 | 570 | [5 empty] | 75513 | NA |  | 105.87 |  | WSL |  | Waikato,Te Kawerau a Maki,Ngāti Maru,Ngāti Whātua o Ōrākei,Ngāti Tamaoho,Ngāti Tamaterā,Ngāti Pāoa,Ngāi Tai ki Tāmaki,Ngāti Hako,Te Ākitai Waiohua | 1.81 | 2 | 1 | 2018 | CCTV Footage Review Log South_Latest.xls | no | 1 | 1 | 3 | CCTV Available (0-10 Years Old) & Soil Type Available | 4.1235 | 4 | 1 | 2 | 5 | KiwiRail | 1 | Aquifer - Auckland Isthmus Volcanic Aquifer | 5 | 1.935 | 0.013493 | Modelled Flow Data Used & Depth Available | 105.87 | 13
2656 | 2883 | 14965 | 10006108 | 195417 | DSHLT | Hellabys Tradewaste | Gravity | Pipe | Buried | OP | CONC | None | 1959-06-30 | 1.9 | 1.65 | dwg | EI | Transmission | Legacy | 2 |  |  | 4 | 570 | [5 empty] | 75512 | NA |  | 104.67 |  | WSL |  | Waikato,Te Kawerau a Maki,Ngāti Whātua,Ngāti Maru,Ngāti Whātua o Ōrākei,Ngāti Tamaoho,Ngāti Tamaterā,Ngāti Pāoa,Ngāi Tai ki Tāmaki,Ngāti Hako,Te Ākitai Waiohua | 1.81 | 2 | 1 | 2018 | CCTV Footage Review Log South_Latest.xls | no | 1 | 1 | 3 | CCTV Available (0-10 Years Old) & Soil Type Available | 4.1235 | 4 | 1 | 2 | 5 | KiwiRail | 1 | Aquifer - Auckland Isthmus Volcanic Aquifer | 5 | 1.935 | 0.013493 | Modelled Flow Data Used & Depth Available | 104.6709 | 13
1626 | 1772 | 17147 | 10007724 | 196277 | DSPPE | Papatoetoe North East Branch | Gravity | Pipe | Buried | OP | CONC | None | 1960-06-30 | 0.24 | 0.15 | dwg | SI | Transmission | Legacy | 2 |  |  | 4 | 470 | [5 empty] | 77025 | NA |  | 15.94 |  | WSL |  | Waikato,Te Kawerau a Maki,Ngāti Maru,Ngāti Whātua o Ōrākei,Ngāti Tamaoho,Ngāti Tamaterā,Ngāi Tai ki Tāmaki,Ngāti Hako,Te Ākitai Waiohua | 3 | 3 | 3 | 2018 | te puna wai | no | 1 | 3 | 3 | CCTV Available (0-10 Years Old) & Soil Type Available | 4.123 | 4 | 2 | 2 | 5 | Property Parcels, Building Outlines, Schools & Hospitals | 1 |  | 5 | 1.935 | 0.021009 | Modelled Flow Data Used & Depth Available | 15.9412 | 17
2489 | 2707 | 40465 | 10006559 | 195377 | DSMSE | Mangere South East Branch | Gravity | Pipe | Buried | OP | PE | None | 2009-05-05 | 6.77 | 6.52 | dwg | EI | Transmission | DC09028 | 2 |  |  | 4 | 500 | [5 empty] | 75891 | NA |  | 106.25 |  | WSL |  | Waikato,Te Kawerau a Maki,Ngāti Maru,Ngāti Whātua o Ōrākei,Ngāti Tamaoho,Ngāti Tamaterā,Ngāi Tai ki Tāmaki,Ngāti Hako,Te Ākitai Waiohua | 1.15 | 1 | 1 | 2009 | te puna wai | no | 1 | 3 | 1 | CCTV Available (10-20 Years Old) & Soil Type Available | 4.1226 | 4 | 2 | 2 | 5 | NZTA | 1 |  | 5 | 1.935 | 0.021337 | Modelled Flow Data Used & Depth Available | 106.25 | 7
4558 | 5103 | 4650484 | 10113543 | 173137 | DTARB | Army Bay Treatment Plant | Outfall | Pipe | Encased | OP | PE | None | 2019-02-21 |  |  | dwg | NI | Transmission | T0001482 | 4 |  |  | 4 | 1100 | [6 empty] | NA |  | 1943.98 |  | WSL |  | Te Kawerau a Maki,Ngāti Whātua,Ngāti Maru,Ngāti Tamaoho,Ngāti Manuhiri,Te Patukirikiri,Ngāti Whanaunga,Ngāti Tamaterā,Ngāti Pāoa,Ngāi Tai ki Tāmaki,Ngāti Hako,Te Ākitai Waiohua | 1.59 | 2 |  |  |  | no | 3 | 3 | 1 | CCTV NOT Available or Over 30 Years Old & Soil Type Not Available | 4.1225 | 4 | 4 | 4 | 2.5 | Property Parcels, Safe Swim Beach | 4 | Ocean Intercept, Significant Ecological Area - SEA-M1-67, NZ River Lines | 5 | 1.575 | 0.8 | Diameter Used For Flow Approximation & Depth Available | 1943.9844 | 13
2022 | 2209 | 15699 | 10007519 | 196386 | DSPAS | Papakura South Branch | Gravity | Pipe | Buried | OP | CONC | None | 1965-06-30 | 8.97 | 8.8 | dwg | SI | Transmission | Legacy | 2 |  |  | 4 | 525 | [5 empty] | 76649 | NA |  | 49.15 |  | WSL |  | Waikato,Ngāti Maru,Ngāti Tamaoho,Ngāti Whanaunga,Ngāti Tamaterā,Ngāti Pāoa,Ngāi Tai ki Tāmaki,Ngāti Hako,Te Ākitai Waiohua | 2.39 | 2 | 2 | 2018 | te puna wai | no | 5 | 3 | 2 | CCTV Available (0-10 Years Old) & Soil Type Available | 4.1224 | 4 | 2 | 2 | 5 | Property Parcels, KiwiRail | 1 |  | 5 | 1.935 | 0.021489 | Modelled Flow Data Used & Depth Available | 49.1481 | 13
1624 | 1769 | 16367 | 10005082 | 193900 | DSBBH | Bucklands Beach Branch | Gravity | Pipe | Buried | OP | CONC | None | 1966-06-30 | 17.57 | 16.96 | dwg | HI | Transmission | Legacy | 2 |  |  | 4 | 450 | [5 empty] | 74601 | NA |  | 160.75 |  | WSL |  | Waikato,Ngāti Maru,Ngāti Tamaoho,Te Patukirikiri,Ngāti Whanaunga,Ngāti Tamaterā,Ngāti Pāoa,Ngāi Tai ki Tāmaki,Ngāti Hako,Te Ākitai Waiohua | 2 | 2 | 2 | 2018 | te puna wai | no | 1 | 1 | 2 | CCTV Available (0-10 Years Old) & Soil Type Available | 4.1217 | 4 | 2 | 2 | 5 | Property Parcels, Building Outlines, Schools & Hospitals | 1 |  | 5 | 1.935 | 0.021955 | Modelled Flow Data Used & Depth Available | 160.7545 | 13
2198 | 2408 | 16610 | 10008921 | 197717 | DSTIT | Titirangi Branch | Gravity | Pipe | Buried | OP | CONC | None | 1988-06-30 | 37.88 | 35.8 | dwg | WI | Transmission | Legacy | 2 |  |  | 4 | 450 | [5 empty] | 78070 | NA |  | 129.44 |  | WSL |  | Waikato,Te Kawerau a Maki,Ngāti Whātua,Ngāti Whātua o Ōrākei,Ngāti Tamaoho,Ngāti Tamaterā,Te Ākitai Waiohua | 2 | 2 | 2 | 2010 | te puna wai | no | 1 | 1 | 1 | CCTV Available (10-20 Years Old) & Soil Type Available | 4.1199 | 4 | 3 | 2 | 5 | Property Parcels, Building Outlines, Schools & Hospitals | 1 |  | 5 | 1.935 | 0.049955 | Modelled Flow Data Used & Depth Available | 129.4416 | 13
2024 | 2214 | 24373 | 10009013 | 197416 | DSTRC | Tararata Creek Branch | Gravity | Pipe | Buried | OP | PE | None | 2005-06-30 | 6.54 | 5.45 | dwg | EI | Transmission | Legacy | 2 |  |  | 4 | 450 | [5 empty] | 78105 | NA |  | 83.49 |  | WSL |  | Waikato,Te Kawerau a Maki,Ngāti Maru,Ngāti Whātua o Ōrākei,Ngāti Tamaoho,Ngāti Tamaterā,Ngāi Tai ki Tāmaki,Ngāti Hako,Te Ākitai Waiohua | 1.21 | 1 |  |  |  | no | 1 | 3 | 1 | CCTV NOT Available or Over 30 Years Old & Soil Type Available | 4.1187 | 4 | 1 | 2 | 5 | Property Parcels, Schools & Hospitals | 1 |  | 5 | 1.935 | 0.01572 | Modelled Flow Data Used & Depth Available | 83.4921 | 7
935 | 987 | 16310 | 10007890 | 196955 | DSROY | Royal Oak Branch | Gravity | Pipe | Buried | OP | CONC | None | 1978-06-30 | 3.77 | 2.71 | dwg | WI | Transmission | Legacy | 2 |  |  | 4 | 470 | [5 empty] | 77131 | NA |  | 170.01 |  | WSL |  | Waikato,Te Kawerau a Maki,Ngāti Whātua,Ngāti Maru,Ngāti Whātua o Ōrākei,Ngāti Tamaoho,Ngāti Tamaterā,Ngāi Tai ki Tāmaki,Ngāti Hako,Te Ākitai Waiohua | 2.27 | 2 | 2 | 2014 | te puna wai | no | 5 | 1 | 2 | CCTV Available (0-10 Years Old) & Soil Type Available | 4.1186 | 4 | 2 | 2 | 5 | Schools & Hospitals | 1 |  | 5 | 1.935 | 0.02414 | Modelled Flow Data Used & Depth Available | 170.0107 | 13
2789 | 3036 | 302874 | 10073491 | 195664 | DSOND | Otahuhu North Branch Diversion Sewer | Gravity | Pipe | Buried | OP | PE | None | 2011-07-01 | 4.16 | 4 | dwg | EI | Transmission | T0000080 | 2 |  |  | 4 | 550 | [5 empty] | 76040 | NA |  | 44.62 |  | WSL |  | Waikato,Te Kawerau a Maki,Ngāti Maru,Ngāti Whātua o Ōrākei,Ngāti Tamaoho,Ngāti Whanaunga,Ngāti Tamaterā,Ngāti Pāoa,Ngāi Tai ki Tāmaki,Ngāti Hako,Te Ākitai Waiohua | 1.97 | 2 |  |  |  | no | 5 | 3 | 1 | CCTV NOT Available or Over 30 Years Old & Soil Type Available | 4.1181 | 4 | 1 | 2 | 5 | Schools & Hospitals | 1 |  | 5 | 1.935 | 0.015961 | Modelled Flow Data Used & Depth Available | 44.6229 | 13
2791 | 3038 | 302876 | 10073489 | 195813 | DSOND | Otahuhu North Branch Diversion Sewer | Gravity | Pipe | Buried | OP | PE | None | 2011-07-01 | 3.87 | 3.58 | dwg | EI | Transmission | T0000080 | 2 |  |  | 4 | 550 | [5 empty] | 76038 | NA |  | 78.42 |  | WSL |  | Waikato,Te Kawerau a Maki,Ngāti Maru,Ngāti Whātua o Ōrākei,Ngāti Tamaoho,Ngāti Whanaunga,Ngāti Tamaterā,Ngāti Pāoa,Ngāi Tai ki Tāmaki,Ngāti Hako,Te Ākitai Waiohua | 1.42 | 1 | 1 | 2011 | te puna wai | no | 3 | 3 | 1 | CCTV Available (10-20 Years Old) & Soil Type Available | 4.1181 | 4 | 1 | 2 | 5 | Schools & Hospitals | 1 | Aquifer - Auckland Isthmus Volcanic Aquifer | 5 | 1.935 | 0.015961 | Modelled Flow Data Used & Depth Available | 78.4188 | 7
748 | 786 | 17028 | 10009012 | 197208 | DSTRC | Tararata Creek Branch | Gravity | Pipe | Buried | OP | CONC | None | 1962-06-30 | 5.42 | 4.94 | dwg | EI | Transmission | GP07030 | 2 |  |  | 4 | 470 | [5 empty] | 78104 | NA |  | 101.15 |  | WSL |  | Waikato,Te Kawerau a Maki,Ngāti Maru,Ngāti Whātua o Ōrākei,Ngāti Tamaoho,Ngāti Tamaterā,Ngāi Tai ki Tāmaki,Ngāti Hako,Te Ākitai Waiohua | 2.16 | 2 | 1 | 2009 | te puna wai | no | 1 | 3 | 3 | CCTV Available (10-20 Years Old) & Soil Type Available | 4.1178 | 4 | 1 | 2 | 5 | Property Parcels, Schools & Hospitals | 1 |  | 5 | 1.935 | 0.016138 | Modelled Flow Data Used & Depth Available | 101.1498 | 13
1186 | 1257 | 28100 | 10009071 | 197905 | DSTSE | Tamaki South East Branch | Gravity | Pipe | Buried | OP | CONC | None | 2006-10-05 | 20.56 | 19.29 | 0.1s | TE | Transmission | DC07051 | 2 |  |  | 4 | 550 | [5 empty] | 78167 | NA |  | 274.72 |  | WSL |  | Waikato,Ngāti Maru,Ngāti Tamaoho,Ngāti Whanaunga,Ngāti Tamaterā,Ngāti Pāoa,Ngāi Tai ki Tāmaki,Ngāti Hako,Te Ākitai Waiohua | 1.21 | 1 |  |  |  | no | 1 | 3 | 1 | CCTV NOT Available or Over 30 Years Old & Soil Type Available | 4.1172 | 4 | 1 | 2 | 5 | Schools & Hospitals | 1 |  | 5 | 1.935 | 0.016421 | Modelled Flow Data Used & Depth Available | 274.7207 | 7
3733 | 4008 | 918806 | 10088470 | 196177 | DSNTH | North Branch Sewer TS30 | Gravity | Pipe | Buried | OP | CONC | None | 2003-01-06 |  |  | dwg | NI | Transmission | Legacy | 2 |  |  | 4 | 800 | [5 empty] | 65191 | NA |  | 216.51 |  | WSL |  | Te Kawerau a Maki,Ngāti Whātua,Ngāti Maru,Ngāti Whātua o Kaipara,Ngāti Whātua o Ōrākei,Ngāti Tamaoho,Ngāti Manuhiri,Te Patukirikiri,Ngāti Whanaunga,Ngāti Tamaterā,Ngāti Pāoa,Ngāi Tai ki Tāmaki,Ngāti Hako,Te Ākitai Waiohua | 1.21 | 1 |  |  |  | no | 1 | 3 | 1 | CCTV NOT Available or Over 30 Years Old & Soil Type Available | 4.117 | 4 | 1 | 4 | 5 | NZTA | 1 |  | 1.5 | 1.94 | 0.019908 | Modelled Flow Data Used & Depth Available | 216.5137 | 7
2338 | 2549 | 14988 | 10006800 | 196210 | DSONE | Onehunga Branch | Gravity | Pipe | Buried | OP | CONC | None | 1962-06-30 | 19.45 | 19.28 | dwg | WI | Transmission | Legacy | 2 |  |  | 4 | 525 | [5 empty] | 76113 | NA |  | 58.53 |  | WSL |  | Waikato,Te Kawerau a Maki,Ngāti Whātua,Ngāti Maru,Ngāti Whātua o Ōrākei,Ngāti Tamaoho,Ngāti Tamaterā,Ngāti Pāoa,Ngāi Tai ki Tāmaki,Ngāti Hako,Te Ākitai Waiohua | 2.67 | 3 | 2 | 2021 | CCTV Footage Review Log South_Latest.xls | yes | 5 | 1 | 3 | CCTV Available (0-10 Years Old) & Soil Type Available | 4.1154 | 4 | 2 | 2 | 5 | Property Parcels, NZTA, Building Outlines | 1 | Aquifer - Mt Wellington Volcanic Aquifer | 5 | 1.935 | 0.02645 | Modelled Flow Data Used & Depth Available | 58.5274 | 17
3397 | 3667 | 930512 | 10089084 | 197640 | DSWAV | Wairau Valley Branch Sewer TS5 | Rising | Pipe | Buried | OP | CLS | None | 1969-01-01 |  |  | dwg | NI | Transmission | Legacy | 2 |  |  | 4 | 860 | [5 empty] | 65547 | NA |  | 813.52 |  | WSL |  | Te Kawerau a Maki,Ngāti Whātua,Ngāti Maru,Ngāti Whātua o Ōrākei,Ngāti Tamaoho,Ngāti Manuhiri,Te Patukirikiri,Ngāti Whanaunga,Ngāti Tamaterā,Ngāti Pāoa,Ngāi Tai ki Tāmaki,Ngāti Hako,Te Ākitai Waiohua | 3.82 | 4 |  |  |  | no | 1 | 1 | 5 | CCTV NOT Available or Over 30 Years Old & Soil Type Available | 4.112 | 4 | 4 | 5 | 3.5 | Property Parcels, Building Outlines | 1 |  | 1.5 | 1.54 | 0.8 | Diameter Used For Flow Approximation & Depth Available | 813.5159 | 21
614 | 637 | 302868 | 10064682 | 197774 | DSWIN | Western Interceptor | Rising | Pipe | Buried | OP | PE | None | 2011-10-20 |  |  | dwg | WI | Transmission | DC11054 | 1 |  |  | 4 | 900 | [5 empty] | 78554 | NA |  | 593.32 |  | WSL |  | Te Kawerau a Maki,Ngāti Whātua,Ngāti Whātua o Ōrākei,Ngāti Tamaoho,Ngāti Tamaterā,Te Ākitai Waiohua | 1.21 | 1 |  |  |  | no | 1 | 3 | 1 | CCTV NOT Available or Over 30 Years Old & Soil Type Available | 4.112 | 4 | 4 | 5 | 3.5 | Property Parcels, Building Outlines | 1 |  | 1.5 | 1.54 | 0.8 | Diameter Used For Flow Approximation & Depth Available | 593.3189 | 7
81 | 87 | 35905 | 10009454 | 197989 | DSWIN | Western Interceptor | Rising | Pipe | Buried | OP | CLS | None | 1964-06-30 |  | 19.62 | dwg | WI | Transmission | DU1506 | 1 |  |  | 4 | 910 | [5 empty] | 78549 | NA |  | 224.68 |  | WSL |  | Waikato,Te Kawerau a Maki,Ngāti Whātua,Ngāti Maru,Ngāti Whātua o Ōrākei,Ngāti Tamaoho,Ngāti Tamaterā,Ngāi Tai ki Tāmaki,Ngāti Hako,Te Ākitai Waiohua | 4.03 | 4 |  |  |  | no | 1 | 3 | 5 | CCTV NOT Available or Over 30 Years Old & Soil Type Available | 4.112 | 4 | 4 | 5 | 3.5 | Property Parcels, Building Outlines | 1 |  | 1.5 | 1.54 | 0.8 | Diameter Used For Flow Approximation & Depth Available | 224.6758 | 21
2013 | 2200 | 17902 | 10099214 | 193032 | DPWIN | PS 25 St George | Rising | Pipe | Buried | OP | CLS | None | 1964-06-30 | -1.09 |  | dwg | WI | Transmission | Legacy | 2 |  |  | 4 | 910 | [5 empty] | 73626 | NA |  | 25.29 |  | WSL |  | Waikato,Te Kawerau a Maki,Ngāti Whātua,Ngāti Maru,Ngāti Whātua o Ōrākei,Ngāti Tamaoho,Ngāti Tamaterā,Ngāi Tai ki Tāmaki,Ngāti Hako,Te Ākitai Waiohua | 4.03 | 4 |  |  |  | no | 1 | 3 | 5 | CCTV NOT Available or Over 30 Years Old & Soil Type Available | 4.112 | 4 | 4 | 5 | 3.5 | Building Outlines | 1 |  | 1.5 | 1.54 | 0.8 | Diameter Used For Flow Approximation & Depth Available | 25.2893 | 21
636 | 661 | 302865 | 10064664 | 197773 | DSWIN | Western Interceptor | Rising | Pipe | Buried | OP | CLS | None | 2011-10-21 |  |  | dwg | WI | Transmission | DC11054 | 1 |  |  | 4 | 810 | [5 empty] | 78552 | NA |  | 17.94 |  | WSL |  | Te Kawerau a Maki,Ngāti Whātua,Ngāti Whātua o Ōrākei,Ngāti Tamaoho,Ngāti Tamaterā,Te Ākitai Waiohua | 1.21 | 1 |  |  |  | no | 1 | 3 | 1 | CCTV NOT Available or Over 30 Years Old & Soil Type Available | 4.112 | 4 | 4 | 5 | 3.5 | Property Parcels, Building Outlines | 1 |  | 1.5 | 1.54 | 0.8 | Diameter Used For Flow Approximation & Depth Available | 17.9402 | 7
4492 | 4791 | 4568129 | 10108657 | 197857 | DPHIN | PS 28 Pakuranga | Rising | Pipe | Buried | OP | PE | None | 2017-04-01 |  |  | dwg | HI | Transmission | T0001386 | 2 |  |  | 4 | 900 | [5 empty] | 172659 | NA |  | 11.8 |  | WSL |  | Waikato,Ngāti Maru,Ngāti Tamaoho,Ngāti Whanaunga,Ngāti Tamaterā,Ngāti Pāoa,Ngāi Tai ki Tāmaki,Ngāti Hako,Te Ākitai Waiohua | 1 | 1 |  |  |  | no | 1 | 1 | 1 | CCTV NOT Available or Over 30 Years Old & Soil Type Available | 4.112 | 4 | 4 | 5 | 3.5 | Property Parcels, Building Outlines | 1 |  | 1.5 | 1.54 | 0.8 | Diameter Used For Flow Approximation & Depth Available | 11.7956 | 7
3457 | 3730 | 934866 | 10090087 | 194580 | DSECB | East Coast Bays Branch Sewer TS7 | Gravity | Pipe | Bridged | OP | CONC | None | 1963-01-01 |  |  | dwg | NI | Transmission | Legacy | 2 |  |  | 4 | 724 | [5 empty] | 64501 | NA |  | 133.61 |  | WSL |  | Te Kawerau a Maki,Ngāti Whātua,Ngāti Maru,Ngāti Whātua o Kaipara,Ngāti Whātua o Ōrākei,Ngāti Tamaoho,Ngāti Manuhiri,Te Patukirikiri,Ngāti Whanaunga,Ngāti Tamaterā,Ngāti Pāoa,Ngāi Tai ki Tāmaki,Ngāti Hako,Te Ākitai Waiohua | 4 | 4 | 4 | 2016 | te puna wai | no | 1 | 1 | 3 | CCTV Available (0-10 Years Old) & Soil Type Not Available | 4.1108 | 4 | 3 | 5 | 5 | NZTA | 1 |  | 1.5 | 2.005 | 0.19372 | Modelled Flow Data Used & Depth Available | 133.6072 | 21
600 | 623 | 40788 | 10007090 | 196297 | DSORM | Orakei Main Sewer | Gravity | Pipe | Exposed | OP | BRICK | None | 1911-06-30 | 7.74 | 7.56 | 0.1s | OM | Transmission | DU2506 | 1 |  |  | 4 | 1050 | [5 empty] | 76297 | NA |  | 23.76 |  | WSL |  | Te Kawerau a Maki,Ngāti Whātua,Ngāti Maru,Ngāti Whātua o Ōrākei,Ngāti Tamaoho,Ngāti Tamaterā,Ngāi Tai ki Tāmaki,Ngāti Hako,Te Ākitai Waiohua | 3.78 | 4 | 3 | 2013 | CCTV Footage Review Log South_Latest.xls | no | 5 | 3 | 4 | CCTV Available (10-20 Years Old) & Soil Type Available | 4.1098 | 4 | 3 | 4 | 5 | Property Parcels, Building Outlines, Schools & Hospitals | 1 | Aquifer - Auckland Isthmus Volcanic Aquifer | 1 | 1.925 | 0.043527 | Modelled Flow Data Used & Depth Available | 23.7601 | 21
2064 | 2263 | 17177 | 10005731 | 194651 | DSGLE | Glen Eden Branch | Gravity | Pipe | Buried | OP | CONC | None | 1965-06-30 | 15.42 | 15.13 | dwg | WI | Transmission | Legacy | 2 |  |  | 4 | 525 | [5 empty] | 75219 | NA |  | 71.11 |  | WSL |  | Te Kawerau a Maki,Ngāti Whātua,Ngāti Whātua o Ōrākei,Ngāti Tamaoho,Ngāti Tamaterā,Te Ākitai Waiohua | 2 | 2 | 2 | 2011 | te puna wai | no | 1 | 3 | 2 | CCTV Available (10-20 Years Old) & Soil Type Available | 4.1055 | 4 | 2 | 2 | 5 | KiwiRail | 1 | Significant Ecological Area - SEA_T_4980 | 5 | 1.935 | 0.033544 | Modelled Flow Data Used & Depth Available | 71.1071 | 13
2065 | 2264 | 17176 | 10005732 | 195158 | DSGLE | Glen Eden Branch | Gravity | Pipe | Buried | OP | CONC | None | 1965-06-30 | 15.61 | 15.42 | dwg | WI | Transmission | Legacy | 2 |  |  | 4 | 525 | [5 empty] | 75220 | NA |  | 47.18 |  | WSL |  | Te Kawerau a Maki,Ngāti Whātua,Ngāti Whātua o Ōrākei,Ngāti Tamaoho,Ngāti Tamaterā,Te Ākitai Waiohua | 2 | 2 | 2 | 2011 | te puna wai | no | 1 | 3 | 2 | CCTV Available (10-20 Years Old) & Soil Type Available | 4.1055 | 4 | 2 | 2 | 5 | Property Parcels, KiwiRail, Building Outlines | 1 |  | 5 | 1.935 | 0.033544 | Modelled Flow Data Used & Depth Available | 47.1786 | 13
554 | 577 | 15344 | 10007089 | 195868 | DSORM | Orakei Main Sewer | Gravity | Pipe | Buried | OP | BRICK | None | 1911-06-30 | 7.55 | 7.4 | dwg | OM | Transmission | Legacy | 1 |  |  | 4 | 1050 | [5 empty] | 76295 | NA |  | 146.62 |  | WSL |  | Te Kawerau a Maki,Ngāti Whātua,Ngāti Maru,Ngāti Whātua o Ōrākei,Ngāti Tamaoho,Ngāti Tamaterā,Ngāi Tai ki Tāmaki,Ngāti Hako,Te Ākitai Waiohua | 3.51 | 4 | 3 | 2013 | CCTV Footage Review Log South_Latest.xls | no | 3 | 3 | 4 | CCTV Available (10-20 Years Old) & Soil Type Available | 4.1047 | 4 | 3 | 4 | 5 | Property Parcels, Schools & Hospitals | 1 | Aquifer - Auckland Isthmus Volcanic Aquifer | 1 | 1.925 | 0.051406 | Modelled Flow Data Used & Depth Available | 146.621 | 21
690 | 723 | 15353 | 10005362 | 194705 | DSEDR | Edendale Relief Branch | Gravity | Pipe | Buried | OP | CONC | None | 1988-06-30 | 24.64 | 24.01 | dwg | OM | Transmission | Legacy | 2 |  |  | 4 | 450 | [5 empty] | 74789 | NA |  | 156.21 |  | WSL |  | Waikato,Te Kawerau a Maki,Ngāti Whātua,Ngāti Maru,Ngāti Whātua o Ōrākei,Ngāti Tamaoho,Ngāti Tamaterā,Ngāi Tai ki Tāmaki,Ngāti Hako,Te Ākitai Waiohua | 1 | 1 | 1 | 2015 | te puna wai | no | 1 | 1 | 1 | CCTV Available (0-10 Years Old) & Soil Type Available | 4.1045 | 4 | 2 | 2 | 5 | Property Parcels, Building Outlines, Schools & Hospitals | 1 |  | 5 | 1.935 | 0.0342 | Modelled Flow Data Used & Depth Available | 156.211 | 7
360 | 374 | 15881 | 10008089 | 196588 | DSSIN | Southern Interceptor | Gravity | Pipe | Buried | OP | CONC | None | 1964-06-30 | 21.55 | 21.3 | dwg | SI | Transmission | Legacy | 1 |  |  | 4 | 1050 | [5 empty] | 77311 | NA |  | 214.19 |  | WSL |  | Waikato,Ngāti Maru,Ngāti Tamaoho,Ngāti Whanaunga,Ngāti Tamaterā,Ngāi Tai ki Tāmaki,Ngāti Hako,Te Ākitai Waiohua | 2 | 2 | 2 | 2019 | CCTV Footage Review Log South_Latest.xls | no | 1 | 1 | 2 | CCTV Available (0-10 Years Old) & Soil Type Available | 4.1019 | 4 | 2 | 4 | 5 | Schools & Hospitals | 1 |  | 1 | 1.925 | 0.025681 | Modelled Flow Data Used & Depth Available | 214.191 | 13
4771 | 747224 | 15764 | 10008088 | 196893 | DSSIN | Southern Interceptor | Gravity | Pipe | Buried | OP | CONC | None | 1964-06-30 | 21.3 | 21.06 | dwg | SI | Transmission | Legacy | 1 |  |  | 4 | 1050 | [5 empty] | 77310 | NA |  | 209.38 |  | WSL |  | Waikato,Ngāti Maru,Ngāti Tamaoho,Ngāti Whanaunga,Ngāti Tamaterā,Ngāi Tai ki Tāmaki,Ngāti Hako,Te Ākitai Waiohua | 3 | 3 | 3 | 2019 | CCTV Footage Review Log South_Latest.xls | no | 1 | 1 | 2 | CCTV Available (0-10 Years Old) & Soil Type Available | 4.1011 | 4 | 2 | 4 | 5 | Schools & Hospitals | 1 |  | 1 | 1.925 | 0.026199 | Modelled Flow Data Used & Depth Available | 209.3831 | 17
4079 | 4359 | 932945 | 10088672 | 196860 | DSSBE | Sunnybrae Branch Sewer TS17 | Gravity | Pipe | Buried | OP | VC | None | 2004-03-23 | 14.22 | 14.1 | dwg | NI | Transmission | Legacy | 2 |  |  | 4 | 450 | [5 empty] | 65292 | NA |  | 55.83 |  | WSL |  | Te Kawerau a Maki,Ngāti Whātua,Ngāti Maru,Ngāti Whātua o Ōrākei,Ngāti Tamaoho,Ngāti Manuhiri,Te Patukirikiri,Ngāti Whanaunga,Ngāti Tamaterā,Ngāti Pāoa,Ngāi Tai ki Tāmaki,Ngāti Hako,Te Ākitai Waiohua | 1.21 | 1 |  |  |  | no | 1 | 3 | 1 | CCTV NOT Available or Over 30 Years Old & Soil Type Available | 4.0984 | 4 | 5 | 2 | 2.5 | Property Parcels | 1 |  | 5 | 1.165 | 0.54977 | Modelled Flow Data Used & Depth Available | 55.831 | 7
4834 | 766737 | 5874406 | 0 | 1 | DSHI2 | Howick Interceptor 2 | Gravity | Pipe | Buried | OP | PE | None | 2021-11-13 |  |  | dwg | EI | Transmission | 2012856.02 | 1 |  |  |  | 900 | ASBUILT | ASBUILT | ASBUILT | ASBUILT | CONS |  |  |  | 55.92 | ASBUILT | WSL |  |  | 1.59 | 2 |  |  |  | no | 3 | 3 | 1 | CCTV NOT Available or Over 30 Years Old & Soil Type Not Available | 4.094 | 4 | 4 | 4 | 3.5 | Building Outlines | 1 |  | 1.5 | 1.48 | 0.8 | Diameter Used For Flow Approximation & Depth Available | 55.9187 | 13
659 | 688 | 15292 | 10004037 | 193344 | DSAVD | Avondale Branch Diversion | Gravity | Pipe | In Tunnel | OP | CONC | None | 1957-06-30 |  | 20.77 | dwg | WI | Transmission | Legacy | 2 |  |  | 4 | 900 | [5 empty] | 73862 | NA |  | 507.51 |  | WSL |  | Waikato,Te Kawerau a Maki,Ngāti Whātua,Ngāti Maru,Ngāti Whātua o Ōrākei,Ngāti Tamaoho,Ngāti Tamaterā,Ngāi Tai ki Tāmaki,Ngāti Hako,Te Ākitai Waiohua | 2.35 | 2 | 2 | 2003 | te puna wai | no | 1 | 1 | 3 | CCTV Available (20-30 Years Old) & Soil Type Available | 4.094 | 4 | 4 | 4 | 3.5 | Property Parcels, Building Outlines | 1 |  | 1.5 | 1.48 | 0.8 | Diameter Used For Flow Approximation & Depth Available | 507.5105 | 13
1395 | 1490 | 28783 | 10003942 | 193287 | DPWIN | PS 25 St George | Gravity | Pipe | Exposed | OP | MS | None | 1964-06-30 |  |  | appr | WI | Transmission | Legacy | 2 |  |  | 4 | 910 | [5 empty] | 66246 | NA |  | 0.83 |  | WSL |  | Waikato,Te Kawerau a Maki,Ngāti Whātua,Ngāti Maru,Ngāti Whātua o Ōrākei,Ngāti Tamaoho,Ngāti Tamaterā,Ngāi Tai ki Tāmaki,Ngāti Hako,Te Ākitai Waiohua | 4.03 | 4 |  |  |  | no | 1 | 3 | 5 | CCTV NOT Available or Over 30 Years Old & Soil Type Available | 4.094 | 4 | 4 | 4 | 3.5 | Building Outlines | 1 |  | 1.5 | 1.48 | 0.8 | Diameter Used For Flow Approximation & Depth Available | 0.82988 | 21
4388 | 4683 | 2692575 | 10100746 | 193917 | DSB9D | Branch 9 Diversion | Gravity | Pipe | Buried | OP | CONC | None | 2016-07-18 | 39.32 | 38.87 | dwg | WI | Transmission | T0001026 | 2 |  |  | 4 | 825 | [5 empty] | 74560 | NA |  | 157.72 |  | WSL |  | Waikato,Te Kawerau a Maki,Ngāti Whātua,Ngāti Maru,Ngāti Whātua o Ōrākei,Ngāti Tamaoho,Ngāti Tamaterā,Ngāi Tai ki Tāmaki,Ngāti Hako,Te Ākitai Waiohua | 1.76 | 2 |  |  |  | no | 5 | 1 | 1 | CCTV NOT Available or Over 30 Years Old & Soil Type Available | 4.088 | 4 | 4 | 4 | 3.5 | Building Outlines | 1 | Significant Ecological Area - SEA_T_6097, Aquifer - Auckland Isthmus Volcanic Aquifer | 1 | 1.46 | 0.8 | Diameter Used For Flow Approximation & Depth Available | 157.716 | 13
4389 | 4684 | 2692576 | 10100745 | 193864 | DSB9D | Branch 9 Diversion | Gravity | Pipe | Buried | OP | CONC | None | 2016-07-17 | 38.62 | 38.03 | dwg | WI | Transmission | T0001026 | 2 |  |  | 4 | 975 | [5 empty] | 74559 | NA |  | 239.74 |  | WSL |  | Waikato,Te Kawerau a Maki,Ngāti Whātua,Ngāti Maru,Ngāti Whātua o Ōrākei,Ngāti Tamaoho,Ngāti Tamaterā,Ngāi Tai ki Tāmaki,Ngāti Hako,Te Ākitai Waiohua | 1 | 1 |  |  |  | no | 1 | 1 | 1 | CCTV NOT Available or Over 30 Years Old & Soil Type Available | 4.088 | 4 | 4 | 4 | 3.5 | Property Parcels, Building Outlines | 1 | Significant Ecological Area - SEA_T_6097, Aquifer - Auckland Isthmus Volcanic Aquifer | 1 | 1.46 | 0.8 | Diameter Used For Flow Approximation & Depth Available | 239.7416 | 7
36 | 38 | 16194 | 10005943 | 195306 | DSHIN | Howick Interceptor | Gravity | Pipe | Buried | OP | CONC | None | 1964-06-30 | 7.61 | 7.58 | dwg | HI | Transmission | Legacy | 1 |  |  | 4 | 900 | [5 empty] | 75420 | NA |  | 41.16 |  | WSL |  | Waikato,Ngāti Maru,Ngāti Tamaoho,Ngāti Whanaunga,Ngāti Tamaterā,Ngāti Pāoa,Ngāi Tai ki Tāmaki,Ngāti Hako,Te Ākitai Waiohua | 3 | 3 | 3 | 2015 | CCTV Footage Review Log South_Latest.xls | no | 1 | 3 | 2 | CCTV Available (0-10 Years Old) & Soil Type Available | 4.088 | 4 | 4 | 4 | 3.5 | Property Parcels, Building Outlines | 1 |  | 1 | 1.46 | 0.8 | Diameter Used For Flow Approximation & Depth Available | 41.155 | 17
395 | 413 | 15705 | 10005440 | 194366 | DSEIN | Eastern Interceptor | Gravity | Pipe | Tunnelled | OP | CONC | None | 1964-06-30 | 11.68 | 11.31 | dwg | EI | Transmission | Legacy | 1 |  |  | 4 | 2100 | [5 empty] | 74894 | NA |  | 572.98 |  | WSL |  | Waikato,Te Kawerau a Maki,Ngāti Whātua,Ngāti Maru,Ngāti Whātua o Ōrākei,Ngāti Tamaoho,Ngāti Whanaunga,Ngāti Tamaterā,Ngāti Pāoa,Ngāi Tai ki Tāmaki,Ngāti Hako,Te Ākitai Waiohua | 4 | 4 | 4 | 2009 | te puna wai | no | 1 | 1 | 2 | CCTV Available (10-20 Years Old) & Soil Type Available | 4.0862 | 4 | 5 | 5 | 2.5 | Property Parcels, Building Outlines, Public Park & Sports Area | 1 | Aquifer - Auckland Isthmus Volcanic Aquifer | 1 | 1.215 | 0.5259 | Modelled Flow Data Used & Depth Available | 572.9804 | 21
4753 | 745529 | 5724214 | 0 | 82770468 | DSMIL | Milldale Branch Sewer | Gravity | Pipe | Tunnelled | OP | CONC | None | 2020-08-28 |  |  | 0.1s | NI | Transmission | 2013320.00 | 2 |  |  |  | 1100 | ASBUILT | ASBUILT | ASBUILT | ASBUILT | CONS | 82750924 |  |  | 202.03 | ASBUILT | WSL |  | Te Kawerau a Maki,Ngāti Whātua,Ngāti Maru,Ngāti Whātua o Kaipara,Ngāti Manuhiri,Ngāti Whanaunga,Ngāti Tamaterā,Ngāti Pāoa,Ngāi Tai ki Tāmaki,Ngāti Hako,Te Ākitai Waiohua | 1.59 | 2 |  |  |  | no | 3 | 3 | 1 | CCTV NOT Available or Over 30 Years Old & Soil Type Not Available | 4.085 | 4 | 4 | 4 | 2.5 | Property Parcels | 4 | Significant Ecological Area - SEA_T_2169, NZ River Lines | 1.5 | 1.45 | 0.8 | Diameter Used For Flow Approximation & Depth Available | 202.025 | 13
4757 | 745533 | 5724211 | 0 | 82770465 | DSMIL | Milldale Branch Sewer | Gravity | Pipe | Buried | OP | CONC | None | 2021-03-21 |  |  | 0.1s | NI | Transmission | 2012755.00 | 2 |  |  |  | 1050 | ASBUILT | ASBUILT | ASBUILT | ASBUILT | CONS | 82750927 |  |  | 101.77 | ASBUILT | WSL |  | Te Kawerau a Maki,Ngāti Whātua,Ngāti Maru,Ngāti Whātua o Kaipara,Ngāti Manuhiri,Ngāti Whanaunga,Ngāti Tamaterā,Ngāti Pāoa,Ngāi Tai ki Tāmaki,Ngāti Hako,Te Ākitai Waiohua | 1.59 | 2 |  |  |  | no | 3 | 3 | 1 | CCTV NOT Available or Over 30 Years Old & Soil Type Not Available | 4.085 | 4 | 4 | 4 | 2.5 | Property Parcels | 4 | NZ River Lines | 1.5 | 1.45 | 0.8 | Diameter Used For Flow Approximation & Depth Available | 101.7728 | 13
128 | 134 | 15479 | 10009293 | 197972 | DSWIN | Western Interceptor | Gravity | Pipe | In Tunnel | OP | CONC | None | 1964-06-30 | 19.45 | 19.16 | dwg | WI | Transmission | Legacy | 1 |  |  | 4 | 1800 | [5 empty] | 78403 | NA |  | 177.28 |  | WSL |  | Waikato,Te Kawerau a Maki,Ngāti Whātua,Ngāti Maru,Ngāti Whātua o Ōrākei,Ngāti Tamaoho,Ngāti Tamaterā,Ngāi Tai ki Tāmaki,Ngāti Hako,Te Ākitai Waiohua | 3 | 3 | 3 | 2016 | te puna wai | no | 1 | 3 | 2 | CCTV Available (0-10 Years Old) & Soil Type Available | 4.0774 | 4 | 5 | 5 | 2.5 | Property Parcels, Building Outlines | 1 |  | 5 | 1.355 | 0.46282 | Modelled Flow Data Used & Depth Available | 177.2772 | 17
52 | 58 | 15078 | 10005453 | 194723 | DSEIN | Eastern Interceptor | Gravity | Pipe | Tunnelled | OP | CONC | None | 1964-06-30 | 15.46 | 15.12 | dwg | EI | Transmission | DU0603 | 1 |  |  | 4 | 2100 | [5 empty] | 74907 | NA |  | 595.02 |  | WSL |  | Waikato,Te Kawerau a Maki,Ngāti Whātua,Ngāti Maru,Ngāti Whātua o Ōrākei,Ngāti Tamaoho,Te Patukirikiri,Ngāti Whanaunga,Ngāti Tamaterā,Ngāti Pāoa,Ngāi Tai ki Tāmaki,Ngāti Hako,Te Ākitai Waiohua | 2 | 2 | 2 | 2009 | te puna wai | no | 1 | 1 | 2 | CCTV Available (10-20 Years Old) & Soil Type Available | 4.0688 | 4 | 5 | 5 | 2.5 | Property Parcels, Building Outlines | 1 |  | 5 | 1.355 | 0.45783 | Modelled Flow Data Used & Depth Available | 595.0159 | 13
4810 | 762457 | 5871931 | 0 | 1 |  |  | Rising | Pipe | Buried | OP |  | None |  |  |  | 0.1s |  | Transmission |  | 1 |  |  |  | 0 | ASBUILT | ASBUILT | ASBUILT | ASBUILT | CONS |  |  |  | 0 | ASBUILT | WSL |  |  | 3 | 3 |  |  |  | no | 3 | 3 | 3 | CCTV NOT Available or Over 30 Years Old & Soil Type Not Available | 4.064 | 4 | 1 | 4 | 5 | Property Parcels, Schools & Hospitals | 4 | Significant Ecological Area - SEA_T_8047, NZ River Lines | 1.5 | 2.22 | 0.2 | Diameter Used For Flow Approximation & Depth Available | 1521.4691 | 17
4658 | 735581 | 5639669 | 0 | 82638795 | DSDRU | Drury Branch Sewer | Rising | Pipe | Buried | OP | PE | None | 2020-12-01 |  |  | 0.1s | SI | Transmission | 2013131 | 2 |  |  |  | 315 | ASBUILT | ASBUILT | ASBUILT | ASBUILT | CONS | 82593620 |  |  | 651 | ASBUILT | WSL |  | Waikato,Ngāti Maru,Ngāti Tamaoho,Ngāti Tamaterā,Ngāti Pāoa,Ngāi Tai ki Tāmaki,Ngāti Hako,Te Ākitai Waiohua | 1.21 | 1 |  |  |  | no | 1 | 3 | 1 | CCTV NOT Available or Over 30 Years Old & Soil Type Available | 4.064 | 4 | 1 | 4 | 5 | Property Parcels, KiwiRail | 4 | NZ River Lines | 1.5 | 2.22 | 0.2 | Diameter Used For Flow Approximation & Depth Available | 651.247 | 7
437 | 455 | 16961 | 10008363 | 196829 | DSSWI | Southwestern Interceptor | Gravity | Pipe | Tunnelled | OP | CONC | None | 1977-06-30 | 2.21 | 2.09 | dwg | SW | Transmission | Legacy | 1 |  |  | 4 | 2550 | [5 empty] | 77518 | NA |  | 222.35 |  | WSL |  | Waikato,Te Kawerau a Maki,Ngāti Maru,Ngāti Whātua o Ōrākei,Ngāti Tamaoho,Ngāti Tamaterā,Ngāi Tai ki Tāmaki,Ngāti Hako,Te Ākitai Waiohua | 1.92 | 2 |  |  |  | no | 1 | 3 | 2 | CCTV NOT Available or Over 30 Years Old & Soil Type Available | 4.0636 | 4 | 5 | 5 | 3.5 | Property Parcels, Building Outlines | 1 |  | 5 | 1.665 | 0.25241 | Modelled Flow Data Used & Depth Available | 222.351 | 13
67 | 73 | 17008 | 10008367 | 196830 | DSSWI | Southwestern Interceptor | Gravity | Pipe | Buried | OP | CONC | None | 1977-06-30 | 3 | 2.75 | dwg | SW | Transmission | Legacy | 1 |  |  | 4 | 2550 | [5 empty] | 77522 | NA |  | 499.45 |  | WSL |  | Waikato,Te Kawerau a Maki,Ngāti Maru,Ngāti Tamaoho,Ngāti Tamaterā,Ngāi Tai ki Tāmaki,Ngāti Hako,Te Ākitai Waiohua | 1.92 | 2 |  |  |  | no | 1 | 3 | 2 | CCTV NOT Available or Over 30 Years Old & Soil Type Available | 4.0626 | 4 | 5 | 5 | 3.5 | Property Parcels, Building Outlines | 1 |  | 5 | 1.665 | 0.2516 | Modelled Flow Data Used & Depth Available | 499.4497 | 13
69 | 75 | 15970 | 10008413 | 197562 | DSSWI | Southwestern Interceptor | Gravity | Pipe | Buried | OP | CONC | None | 1981-06-30 | 8.12 | 7.96 | dwg | SW | Transmission | Legacy | 1 |  |  | 4 | 2550 | [5 empty] | 77561 | NA |  | 288.14 |  | WSL |  | Waikato,Te Kawerau a Maki,Ngāti Maru,Ngāti Tamaoho,Ngāti Tamaterā,Ngāi Tai ki Tāmaki,Ngāti Hako,Te Ākitai Waiohua | 2 | 2 | 2 | 2016 | te puna wai | no | 1 | 1 | 2 | CCTV Available (0-10 Years Old) & Soil Type Available | 4.0596 | 4 | 5 | 5 | 3.5 | Property Parcels, Building Outlines | 1 |  | 5 | 1.665 | 0.24919 | Modelled Flow Data Used & Depth Available | 288.1447 | 13
3983 | 4261 | 919187 | 10088924 | 197410 | DSTPW | Takapuna West Branch Sewer TS3 | Gravity | Pipe | Bridged | OP | CONC | None | 1965-01-01 |  |  | dwg | NI | Transmission | Legacy | 2 |  |  | 4 | 800 | [5 empty] | 65451 | NA |  | 102.05 |  | WSL |  | Te Kawerau a Maki,Ngāti Whātua,Ngāti Maru,Ngāti Whātua o Ōrākei,Ngāti Tamaoho,Ngāti Manuhiri,Te Patukirikiri,Ngāti Whanaunga,Ngāti Tamaterā,Ngāti Pāoa,Ngāi Tai ki Tāmaki,Ngāti Hako,Te Ākitai Waiohua | 2 | 2 | 2 | 2016 | te puna wai | no | 1 | 1 | 2 | CCTV Available (0-10 Years Old) & Soil Type Not Available | 4.0565 | 4 | 4 | 5 | 2.5 | Property Parcels, Safe Swim Beach | 1 | Ocean Intercept | 5 | 1.355 | 0.8 | Diameter Used For Flow Approximation & Depth Available | 102.0453 | 13
232 | 244 | 16248 | 10008373 | 196980 | DSSWI | Southwestern Interceptor | Gravity | Pipe | Buried | OP | CONC | None | 1977-06-30 | 3.65 | 3.42 | dwg | SW | Transmission | Legacy | 1 |  |  | 4 | 2550 | [5 empty] | 77527 | NA |  | 338.4 |  | WSL |  | Waikato,Te Kawerau a Maki,Ngāti Maru,Ngāti Tamaoho,Ngāti Tamaterā,Ngāi Tai ki Tāmaki,Ngāti Hako,Te Ākitai Waiohua | 1.92 | 2 |  |  |  | no | 1 | 3 | 2 | CCTV NOT Available or Over 30 Years Old & Soil Type Available | 4.0562 | 4 | 5 | 5 | 3.5 | Property Parcels, Building Outlines | 1 |  | 5 | 1.665 | 0.24649 | Modelled Flow Data Used & Depth Available | 338.4045 | 13
1090 | 1150 | 15354 | 10005361 | 194351 | DSEDR | Edendale Relief Branch | Gravity | Pipe | Buried | OP | CONC | None | 1946-06-30 | 24.36 | 23.88 | dwg | OM | Transmission | Legacy | 2 |  |  | 4 | 381 | [5 empty] | 74787 | NA |  | 90.56 |  | WSL |  | Waikato,Te Kawerau a Maki,Ngāti Whātua,Ngāti Maru,Ngāti Whātua o Ōrākei,Ngāti Tamaoho,Ngāti Tamaterā,Ngāi Tai ki Tāmaki,Ngāti Hako,Te Ākitai Waiohua | 3 | 3 | 3 | 2015 | CCTV Footage Review Log South_Latest.xls | no | 1 | 1 | 3 | CCTV Available (0-10 Years Old) & Soil Type Available | 4.0549 | 4 | 1 | 1 | 5 | Property Parcels, Building Outlines, Schools & Hospitals | 1 |  | 5 | 1.87 | 7.0781e-05 | Modelled Flow Data Used & Depth Available | 90.5597 | 17
345 | 357 | 17464 | 10009298 | 197755 | DSWIN | Western Interceptor | Gravity | Pipe | Buried | OP | CONC | None | 1964-06-30 | 1.48 | 1.41 | dwg | WI | Transmission | Legacy | 1 |  |  | 4 | 1350 | [5 empty] | 78408 | NA |  | 23.95 |  | WSL |  | Waikato,Te Kawerau a Maki,Ngāti Whātua,Ngāti Maru,Ngāti Whātua o Ōrākei,Ngāti Tamaoho,Ngāti Tamaterā,Ngāi Tai ki Tāmaki,Ngāti Hako,Te Ākitai Waiohua | 3 | 3 | 3 | 2016 | te puna wai | no | 1 | 3 | 2 | CCTV Available (0-10 Years Old) & Soil Type Available | 4.0545 | 4 | 5 | 5 | 2.5 | Property Parcels | 4 | NZ River Lines | 5 | 1.635 | 0.27127 | Modelled Flow Data Used & Depth Available | 23.9537 | 17
2536 | 2756 | 14874 | 10006948 | 196224 | DSONT | Onehunga Tradewaste | Gravity | Pipe | Buried | OP | CONC | None | 1965-06-30 | 1.6 | 1.27 | dwg | WI | Transmission | Legacy | 2 |  |  | 4 | 300 | [5 empty] | 76181 | NA |  | 74.68 |  | WSL |  | Waikato,Te Kawerau a Maki,Ngāti Whātua,Ngāti Maru,Ngāti Whātua o Ōrākei,Ngāti Tamaoho,Ngāti Tamaterā,Ngāti Pāoa,Ngāi Tai ki Tāmaki,Ngāti Hako,Te Ākitai Waiohua | 2.39 | 2 | 2 | 2018 | CCTV Footage Review Log South_Latest.xls | yes | 5 | 3 | 2 | CCTV Available (0-10 Years Old) & Soil Type Available | 4.0544 | 4 | 1 | 1 | 5 | Property Parcels, KiwiRail | 1 | Aquifer - Mt Wellington Volcanic Aquifer | 5 | 1.87 | 0.00028634 | Modelled Flow Data Used & Depth Available | 74.6813 | 13
151 | 157 | 15706 | 10005439 | 194874 | DSEIN | Eastern Interceptor | Gravity | Pipe | Tunnelled | OP | CONC | None | 1964-06-30 | 11.31 | 11.18 | dwg | EI | Transmission | Legacy | 1 |  |  | 4 | 2100 | [5 empty] | 74893 | NA |  | 174.29 |  | WSL |  | Waikato,Te Kawerau a Maki,Ngāti Whātua,Ngāti Maru,Ngāti Whātua o Ōrākei,Ngāti Tamaoho,Ngāti Whanaunga,Ngāti Tamaterā,Ngāti Pāoa,Ngāi Tai ki Tāmaki,Ngāti Hako,Te Ākitai Waiohua | 3 | 3 | 3 | 2009 | te puna wai | no | 3 | 3 | 2 | CCTV Available (10-20 Years Old) & Soil Type Available | 4.0543 | 4 | 5 | 5 | 1 |  | 1 |  | 5 | 0.895 | 0.60718 | Modelled Flow Data Used & Depth Available | 174.2902 | 17
1824 | 1988 | 28532 | 10004585 | 193551 | DSB09 | Branch 9 Mt Roskill | Gravity | Pipe | Buried | OP | CONC | None | 1946-06-30 | 37.05 |  | 1.0g | WI | Transmission | GP07034 | 2 |  |  | 4 | 675 | [5 empty] | 74290 | NA |  | 2.55 |  | WSL |  | Waikato,Te Kawerau a Maki,Ngāti Whātua,Ngāti Maru,Ngāti Whātua o Ōrākei,Ngāti Tamaoho,Ngāti Tamaterā,Ngāi Tai ki Tāmaki,Ngāti Hako,Te Ākitai Waiohua | 2.57 | 3 | 2 | 2013 | te puna wai | no | 3 | 1 | 3 | CCTV Available (10-20 Years Old) & Soil Type Available | 4.0531 | 4 | 1 | 3 | 5 | Property Parcels, Schools & Hospitals | 1 | Significant Ecological Area - SEA_T_6097 | 1.5 | 1.875 | 0.0045461 | Modelled Flow Data Used & Depth Available | 2.5485 | 17
1241 | 1323 | 17693 | 10006519 | 196064 | DSMGS | Mangere South Branch | Gravity | Pipe | In Chamber | OP | CONC | None | 1964-06-30 | 5.5 | 5.5 | dwg | EI | Transmission | Legacy | 2 |  |  | 4 | 375 | [5 empty] | 75837 | NA |  | 0.69 |  | WSL |  | Waikato,Te Kawerau a Maki,Ngāti Maru,Ngāti Whātua o Ōrākei,Ngāti Tamaoho,Ngāti Tamaterā,Ngāi Tai ki Tāmaki,Ngāti Hako,Te Ākitai Waiohua | 2.46 | 2 |  |  |  | no | 5 | 1 | 2 | CCTV NOT Available or Over 30 Years Old & Soil Type Available | 4.0525 | 4 | 1 | 1 | 5 | Schools & Hospitals | 1 |  | 5 | 1.87 | 0.0011968 | Modelled Flow Data Used & Depth Available | 0.69116 | 13
826 | 866 | 15493 | 10008754 | 197294 | DSTEP | Te Papa Tradewaste | Gravity | Pipe | Buried | OP | CONC | None | 1964-06-30 | 7.49 | 7.29 | dwg | WI | Transmission | Legacy | 2 |  |  | 4 | 381 | [5 empty] | 77920 | NA |  | 69.23 |  | WSL |  | Waikato,Te Kawerau a Maki,Ngāti Whātua,Ngāti Maru,Ngāti Whātua o Ōrākei,Ngāti Tamaoho,Ngāti Tamaterā,Ngāti Pāoa,Ngāi Tai ki Tāmaki,Ngāti Hako,Te Ākitai Waiohua | 1.75 | 2 | 1 | 2015 | te puna wai | no | 3 | 3 | 2 | CCTV Available (0-10 Years Old) & Soil Type Available | 4.0523 | 4 | 1 | 1 | 5 | Property Parcels, KiwiRail, Building Outlines | 1 | Aquifer - Mt Wellington Volcanic Aquifer | 5 | 1.87 | 0.0013352 | Modelled Flow Data Used & Depth Available | 69.2296 | 13
825 | 865 | 15492 | 10008755 | 197495 | DSTEP | Te Papa Tradewaste | Gravity | Pipe | Buried | OP | CONC | None | 1964-06-30 | 7.7 | 7.49 | dwg | WI | Transmission | Legacy | 2 |  |  | 4 | 381 | [5 empty] | 77921 | NA |  | 71.57 |  | WSL |  | Waikato,Te Kawerau a Maki,Ngāti Whātua,Ngāti Maru,Ngāti Whātua o Ōrākei,Ngāti Tamaoho,Ngāti Tamaterā,Ngāti Pāoa,Ngāi Tai ki Tāmaki,Ngāti Hako,Te Ākitai Waiohua | 1.41 | 1 | 1 | 2015 | te puna wai | no | 1 | 1 | 2 | CCTV Available (0-10 Years Old) & Soil Type Available | 4.0523 | 4 | 1 | 1 | 5 | Property Parcels, KiwiRail, Building Outlines | 1 | Aquifer - Mt Wellington Volcanic Aquifer | 5 | 1.87 | 0.0013352 | Modelled Flow Data Used & Depth Available | 71.5741 | 7
2551 | 2774 | 15491 | 10008756 | 197691 | DSTEP | Te Papa Tradewaste | Gravity | Pipe | Buried | OP | CONC | None | 1964-06-30 | 7.82 | 7.7 | dwg | WI | Transmission | Legacy | 2 |  |  | 4 | 381 | [5 empty] | 77922 | NA |  | 37.69 |  | WSL |  | Waikato,Te Kawerau a Maki,Ngāti Whātua,Ngāti Maru,Ngāti Whātua o Ōrākei,Ngāti Tamaoho,Ngāti Tamaterā,Ngāti Pāoa,Ngāi Tai ki Tāmaki,Ngāti Hako,Te Ākitai Waiohua | 1.41 | 1 | 1 | 2015 | te puna wai | no | 1 | 1 | 2 | CCTV Available (0-10 Years Old) & Soil Type Available | 4.0523 | 4 | 1 | 1 | 5 | Property Parcels, KiwiRail, Building Outlines | 1 | Aquifer - Mt Wellington Volcanic Aquifer | 5 | 1.87 | 0.0013352 | Modelled Flow Data Used & Depth Available | 37.69 | 7
278 | 290 | 5669704 | 10005452 | 194369 | DSEIN | Eastern Interceptor | Gravity | Pipe | Tunnelled | OP | CONC | None | 1964-06-30 | 15.12 | 14.28 | dwg | EI | Transmission | Legacy | 1 |  |  | 4 | 2100 | ASBUILT | ASBUILT | ASBUILT | ASBUILT | CONS | 74906 | NA |  | 1391.21 | ASBUILT | WSL |  | Waikato,Te Kawerau a Maki,Ngāti Whātua,Ngāti Maru,Ngāti Whātua o Ōrākei,Ngāti Tamaoho,Te Patukirikiri,Ngāti Whanaunga,Ngāti Tamaterā,Ngāti Pāoa,Ngāi Tai ki Tāmaki,Ngāti Hako,Te Ākitai Waiohua | 3 | 3 | 3 | 2009 | te puna wai | no | 5 | 1 | 2 | CCTV Available (10-20 Years Old) & Soil Type Available | 4.0476 | 4 | 5 | 5 | 2.5 | Property Parcels, Building Outlines | 1 | Place Of Historic Heritage - Residence | 5 | 1.355 | 0.44548 | Modelled Flow Data Used & Depth Available | 1391.2114 | 17
138 | 144 | 17081 | 10009263 | 197792 | DSWIN | Western Interceptor | Gravity | Pipe | Buried | OP | CONC | PVC | 1964-06-30 | 2 |  | dwg | WI | Transmission | Legacy | 1 |  |  | 4 | 1549 | [5 empty] | 78377 | NA |  | 194.41 |  | WSL |  | Waikato,Te Kawerau a Maki,Ngāti Maru,Ngāti Whātua o Ōrākei,Ngāti Tamaoho,Ngāti Tamaterā,Ngāi Tai ki Tāmaki,Ngāti Hako,Te Ākitai Waiohua | 3 | 3 | 3 | 2006 | te puna wai | no | 5 | 1 | 1 | CCTV Available (10-20 Years Old) & Soil Type Available | 4.0441 | 4 | 5 | 5 | 2.5 | Property Parcels | 1 |  | 1.5 | 1.235 | 0.49626 | Modelled Flow Data Used & Depth Available | 194.4091 | 17
4511 | 4814 | 15309 | 10004991 | 193658 | DSB9C | Branch 9C Carrington | Gravity | Pipe | Buried | OP | CONC | None | 1946-06-30 | 15.01 | 14.91 | dwg | OM | Transmission | Legacy | 2 |  |  | 4 | 225 | [5 empty] | 74517 | NA |  | 16.9 |  | WSL |  | Te Kawerau a Maki,Ngāti Whātua,Ngāti Maru,Ngāti Whātua o Ōrākei,Ngāti Tamaoho,Ngāti Tamaterā,Ngāi Tai ki Tāmaki,Ngāti Hako,Te Ākitai Waiohua | 3.12 | 3 | 3 | 2012 | te puna wai | no | 5 | 1 | 3 | CCTV Available (10-20 Years Old) & Soil Type Available | 4.0419 | 4 | 1 | 1 | 5 | Property Parcels, NZTA | 1 |  | 5 | 1.87 | 0.0063703 | Modelled Flow Data Used & Depth Available | 16.8974 | 17
4512 | 4815 | 17400 | 10099233 | 193914 | DSB9C | Branch 9C Carrington | Gravity | Pipe | Buried | OP | CONC | None | 1946-06-30 | 15.91 | 15.86 | dwg | OM | Transmission | Legacy | 2 |  |  | 4 | 225 | [5 empty] | 74517 | NA |  | 13.91 |  | WSL |  | Te Kawerau a Maki,Ngāti Whātua,Ngāti Maru,Ngāti Whātua o Ōrākei,Ngāti Tamaoho,Ngāti Tamaterā,Ngāi Tai ki Tāmaki,Ngāti Hako,Te Ākitai Waiohua | 2.41 | 2 |  |  |  | no | 1 | 1 | 3 | CCTV NOT Available or Over 30 Years Old & Soil Type Available | 4.0419 | 4 | 1 | 1 | 5 | Property Parcels, NZTA | 1 | Significant Ecological Area - SEA_T_6008, Aquifer - Auckland Isthmus Volcanic Aquifer | 5 | 1.87 | 0.0063703 | Modelled Flow Data Used & Depth Available | 13.9139 | 13
2663 | 2891 | 14818 | 10007361 | 196469 | DSOTN | Otahuhu North Branch | Gravity | Pipe | Buried | OP | CONC | None | 1965-06-30 | 4.7 | 4.33 | dwg | EI | Transmission | Legacy | 2 |  |  | 4 | 318 | [5 empty] | 76539 | NA |  | 61.64 |  | WSL |  | Waikato,Te Kawerau a Maki,Ngāti Maru,Ngāti Whātua o Ōrākei,Ngāti Tamaoho,Ngāti Whanaunga,Ngāti Tamaterā,Ngāti Pāoa,Ngāi Tai ki Tāmaki,Ngāti Hako,Te Ākitai Waiohua | 3 | 3 | 3 | 2020 | CCTV Footage Review Log South_Latest.xls | no | 5 | 3 | 2 | CCTV Available (0-10 Years Old) & Soil Type Available | 4.0415 | 4 | 1 | 1 | 5 | Schools & Hospitals | 1 |  | 5 | 1.87 | 0.0065698 | Modelled Flow Data Used & Depth Available | 61.6351 | 17
394 | 412 | 15097 | 10005441 | 194720 | DSEIN | Eastern Interceptor | Gravity | Pipe | Tunnelled | OP | CONC | None | 1964-06-30 | 12.18 | 11.68 | dwg | EI | Transmission | Legacy | 1 |  |  | 4 | 2100 | [5 empty] | 74895 | NA |  | 928.03 |  | WSL |  | Waikato,Te Kawerau a Maki,Ngāti Whātua,Ngāti Maru,Ngāti Whātua o Ōrākei,Ngāti Tamaoho,Te Patukirikiri,Ngāti Whanaunga,Ngāti Tamaterā,Ngāti Pāoa,Ngāi Tai ki Tāmaki,Ngāti Hako,Te Ākitai Waiohua | 4 | 4 | 4 | 2009 | te puna wai | no | 1 | 1 | 2 | CCTV Available (10-20 Years Old) & Soil Type Available | 4.0404 | 4 | 5 | 5 | 2.5 | Property Parcels, Building Outlines | 1 | Aquifer - Auckland Isthmus Volcanic Aquifer | 1 | 1.215 | 0.50215 | Modelled Flow Data Used & Depth Available | 928.0285 | 21
2804 | 3053 | 302893 | 10076210 | 193371 | DSB07 | Branch 7 Arch Hill | Gravity | Pipe | Buried | OP | CONC | EP | 1912-06-30 | 9.07 | 9.05 | 0.1s | OM | Transmission | Legacy | 2 |  |  | 4 | 910 | [5 empty] | 74154 | NA |  | 20.27 |  | WSL |  | Te Kawerau a Maki,Ngāti Whātua,Ngāti Maru,Ngāti Whātua o Ōrākei,Ngāti Tamaoho,Ngāti Tamaterā,Ngāi Tai ki Tāmaki,Ngāti Hako,Te Ākitai Waiohua | 1.76 | 2 |  |  |  | no | 5 | 1 | 1 | CCTV NOT Available or Over 30 Years Old & Soil Type Available | 4.0385 | 4 | 4 | 4 | 2.5 | Property Parcels | 1 | Aquifer - Western Springs Volcanic Aquifer | 5 | 1.295 | 0.8 | Diameter Used For Flow Approximation & Depth Available | 20.2686 | 13
2803 | 3051 | 302892 | 10076211 | 193460 | DSB07 | Branch 7 Arch Hill | Gravity | Pipe | Buried | OP | CONC | EP | 1912-06-30 | 9.01 | 8.96 | 0.1s | OM | Transmission | Legacy | 2 |  |  | 4 | 910 | [5 empty] | 74151 | NA |  | 10.03 |  | WSL |  | Te Kawerau a Maki,Ngāti Whātua,Ngāti Maru,Ngāti Whātua o Ōrākei,Ngāti Tamaoho,Ngāti Tamaterā,Ngāi Tai ki Tāmaki,Ngāti Hako,Te Ākitai Waiohua | 2 | 2 | 2 | 2016 | te puna wai | no | 5 | 1 | 1 | CCTV Available (0-10 Years Old) & Soil Type Available | 4.0385 | 4 | 4 | 4 | 2.5 | Property Parcels | 1 | Aquifer - Western Springs Volcanic Aquifer | 5 | 1.295 | 0.8 | Diameter Used For Flow Approximation & Depth Available | 10.0273 | 13
2925 | 3183 | 2538842 | 10084454 | 197185 | DSSWN | Swanson Branch | Gravity | Pipe | Buried | OP | CONC | None | 1965-06-30 | -2.49 | -2.71 | dwg | WI | Transmission | Legacy | 2 |  |  | 4 | 1054 | [5 empty] | 77740 | NA |  | 4.95 |  | WSL |  | Te Kawerau a Maki,Ngāti Whātua,Ngāti Whātua o Ōrākei,Ngāti Tamaoho,Ngāti Tamaterā,Te Ākitai Waiohua | 2.46 | 2 |  |  |  | no | 5 | 1 | 2 | CCTV NOT Available or Over 30 Years Old & Soil Type Available | 4.0385 | 4 | 4 | 4 | 2.5 | Property Parcels | 1 |  | 5 | 1.295 | 0.8 | Diameter Used For Flow Approximation & Depth Available | 4.9519 | 13
4792 | 749080 | 959787 | 10084904 | 181238 | DSLGB | Long Bay Branch Sewer TS31 | Gravity | Tunnel | Buried | OP | Conc | None | 2013-06-13 | 0.28 | -0.3 | 0.1s | NI | Transmission | R0005357 | 2 |  |  |  | 1050 |  |  |  |  | CONS |  |  |  | 240.6 |  | WSL |  | Te Kawerau a Maki,Ngāti Whātua,Ngāti Maru,Ngāti Whātua o Ōrākei,Ngāti Tamaoho,Ngāti Manuhiri,Te Patukirikiri,Ngāti Whanaunga,Ngāti Tamaterā,Ngāti Pāoa,Ngāi Tai ki Tāmaki,Ngāti Hako,Te Ākitai Waiohua | 1.59 | 2 |  |  |  | no | 3 | 3 | 1 | CCTV NOT Available or Over 30 Years Old & Soil Type Not Available | 4.0385 | 4 | 4 | 4 | 2.5 | Building Outlines | 1 | Place Of Historic Heritage - Midden and terraces R10_1077 | 5 | 1.295 | 0.8 | Diameter Used For Flow Approximation & Depth Available | 240.5982 | 13
2147 | 2348 | 15848 | 10004150 | 193136 | DSB02 | Branch 2 Portland Road | Gravity | Pipe | Tunnelled | OP | BRICK | None | 1911-06-30 | 4.84 | 4.66 | dwg | OM | Transmission | Legacy | 2 |  |  | 4 | 840 | [5 empty] | 73953 | NA |  | 99.07 |  | WSL |  | Waikato,Te Kawerau a Maki,Ngāti Whātua,Ngāti Maru,Ngāti Whātua o Ōrākei,Ngāti Tamaoho,Te Patukirikiri,Ngāti Tamaterā,Ngāti Pāoa,Ngāi Tai ki Tāmaki,Ngāti Hako,Te Ākitai Waiohua | 2.86 | 3 | 2 | 2015 | te puna wai | no | 3 | 1 | 4 | CCTV Available (0-10 Years Old) & Soil Type Available | 4.0385 | 4 | 4 | 4 | 2.5 | Property Parcels | 1 |  | 5 | 1.295 | 0.8 | Diameter Used For Flow Approximation & Depth Available | 99.0709 | 17
2143 | 2344 | 16278 | 10004154 | 193137 | DSB02 | Branch 2 Portland Road | Gravity | Pipe | Tunnelled | OP | BRICK | None | 1911-06-30 | 5.22 | 5.12 | dwg | OM | Transmission | Legacy | 2 |  |  | 4 | 840 | [5 empty] | 73957 | NA |  | 54.59 |  | WSL |  | Waikato,Te Kawerau a Maki,Ngāti Whātua,Ngāti Maru,Ngāti Whātua o Ōrākei,Ngāti Tamaoho,Te Patukirikiri,Ngāti Tamaterā,Ngāti Pāoa,Ngāi Tai ki Tāmaki,Ngāti Hako,Te Ākitai Waiohua | 2.86 | 3 | 2 | 2015 | te puna wai | no | 3 | 1 | 4 | CCTV Available (0-10 Years Old) & Soil Type Available | 4.0385 | 4 | 4 | 4 | 2.5 | Property Parcels | 1 |  | 5 | 1.295 | 0.8 | Diameter Used For Flow Approximation & Depth Available | 54.5942 | 17
4678 | 738064 | 5651132 | 0 | 82714813 | DSBRM | Bremner Branch Sewer | Gravity | Pipe | Buried | OP | PE | None | 2020-04-07 | 1.95 | 1.12 | 0.1s | SI | Transmission | 2012923.00 | 2 |  |  |  | 800 | ASBUILT | ASBUILT | ASBUILT | ASBUILT | CONS | 82649749 |  |  | 113.46 | ASBUILT | WSL |  | Waikato,Ngāti Maru,Ngāti Tamaoho,Ngāti Tamaterā,Ngāti Pāoa,Ngāi Tai ki Tāmaki,Ngāti Hako,Te Ākitai Waiohua | 1.21 | 1 |  |  |  | no | 1 | 3 | 1 | CCTV NOT Available or Over 30 Years Old & Soil Type Available | 4.0385 | 4 | 4 | 4 | 2.5 | Property Parcels | 1 |  | 5 | 1.295 | 0.8 | Diameter Used For Flow Approximation & Depth Available | 113.457 | 7
4680 | 738068 | 5651192 | 0 | 82714816 | DSBRM | Bremner Branch Sewer | Gravity | Pipe | Buried | OP | PE | None | 2020-04-07 | 0.49 | 0.03 | 0.1s | SI | Transmission | 2012923.00 | 2 |  |  |  | 800 | ASBUILT | ASBUILT | ASBUILT | ASBUILT | CONS | 82649746 |  |  | 98.08 | ASBUILT | WSL |  | Waikato,Ngāti Maru,Ngāti Tamaoho,Ngāti Tamaterā,Ngāti Pāoa,Ngāi Tai ki Tāmaki,Ngāti Hako,Te Ākitai Waiohua | 1.21 | 1 |  |  |  | no | 1 | 3 | 1 | CCTV NOT Available or Over 30 Years Old & Soil Type Available | 4.0385 | 4 | 4 | 4 | 2.5 | Property Parcels | 1 |  | 5 | 1.295 | 0.8 | Diameter Used For Flow Approximation & Depth Available | 98.0752 | 7
4665 | 735682 | 5640176 | 0 | 82638143 | DSDRW | Drury West Branch Sewer | Gravity | Pipe | Buried | OP | PE | None | 2021-01-01 | 2.08 | 1.7 | 0.1s | SI | Transmission | 2013131 | 2 |  |  |  | 800 | ASBUILT | ASBUILT | ASBUILT | ASBUILT | CONS | 82594364 |  |  | 53.72 | ASBUILT | WSL |  | Waikato,Ngāti Maru,Ngāti Tamaoho,Ngāti Tamaterā,Ngāti Pāoa,Ngāi Tai ki Tāmaki,Ngāti Hako,Te Ākitai Waiohua | 1.21 | 1 |  |  |  | no | 1 | 3 | 1 | CCTV NOT Available or Over 30 Years Old & Soil Type Available | 4.0385 | 4 | 4 | 4 | 2.5 | Property Parcels | 1 |  | 5 | 1.295 | 0.8 | Diameter Used For Flow Approximation & Depth Available | 53.7969 | 7
2075 | 2276 | 17917 | 10099245 | 194662 | DSGLE | Glen Eden Branch | Gravity | Pipe | In Tunnel | OP | CONC | None | 1965-06-30 | -0.66 | -0.96 | dwg | WI | Transmission | Legacy | 2 |  |  | 4 | 900 | [5 empty] | 75155 | NA |  | 38.36 |  | WSL |  | Te Kawerau a Maki,Ngāti Whātua,Ngāti Whātua o Ōrākei,Ngāti Tamaoho,Ngāti Tamaterā,Te Ākitai Waiohua | 1.92 | 2 |  |  |  | no | 1 | 3 | 2 | CCTV NOT Available or Over 30 Years Old & Soil Type Available | 4.0385 | 4 | 4 | 4 | 2.5 | Property Parcels | 1 |  | 5 | 1.295 | 0.8 | Diameter Used For Flow Approximation & Depth Available | 38.3583 | 13
347 | 359 | 17477 | 10099302 | 197988 | DSWIN | Western Interceptor | Gravity | Pipe | Buried | OP | CONC | None | 1964-06-30 | 9.07 | 8.99 | dwg | WI | Transmission | Legacy | 1 |  |  | 4 | 1194 | [5 empty] | 78484 | NA |  | 20.2 |  | WSL |  | Te Kawerau a Maki,Ngāti Whātua,Ngāti Whātua o Ōrākei,Ngāti Tamaoho,Ngāti Tamaterā,Te Ākitai Waiohua | 1.92 | 2 |  |  |  | no | 1 | 3 | 2 | CCTV NOT Available or Over 30 Years Old & Soil Type Available | 4.0385 | 4 | 4 | 4 | 2.5 | Property Parcels, Building Outlines | 1 |  | 5 | 1.295 | 0.8 | Diameter Used For Flow Approximation & Depth Available | 20.1951 | 13
4786 | 749053 | 15301 | 10005012 | 193906 | DSB9C | Branch 9C Carrington | Gravity | Pipe | Buried | OP | CONC | None | 1946-06-30 | 31.62 | 30.92 | dwg | OM | Transmission | Legacy | 2 |  |  | 4 | 600 |  |  |  |  | CONS | 74538 | NA |  | 107.07 |  | WSL |  | Waikato,Te Kawerau a Maki,Ngāti Whātua,Ngāti Maru,Ngāti Whātua o Ōrākei,Ngāti Tamaoho,Ngāti Tamaterā,Ngāi Tai ki Tāmaki,Ngāti Hako,Te Ākitai Waiohua | 3 | 3 | 3 | 2011 | te puna wai | no | 1 | 1 | 3 | CCTV Available (10-20 Years Old) & Soil Type Available | 4.0379 | 4 | 1 | 3 | 5 | Property Parcels, KiwiRail, Building Outlines | 1 | Significant Ecological Area - SEA_T_6008 | 1 | 1.86 | 0.0010102 | Modelled Flow Data Used & Depth Available | 107.0716 | 17
2437 | 2649 | 15303 | 10005008 | 193905 | DSB9C | Branch 9C Carrington | Gravity | Pipe | Tunnelled | OP | CONC | None | 1946-06-30 | 28.38 | 27.1 | dwg | OM | Transmission | Legacy | 2 |  |  | 4 | 600 | [5 empty] | 74534 | NA |  | 192.38 |  | WSL |  | Waikato,Te Kawerau a Maki,Ngāti Whātua,Ngāti Maru,Ngāti Whātua o Ōrākei,Ngāti Tamaoho,Ngāti Tamaterā,Ngāi Tai ki Tāmaki,Ngāti Hako,Te Ākitai Waiohua | 2.29 | 2 | 2 | 2011 | te puna wai | no | 1 | 1 | 3 | CCTV Available (10-20 Years Old) & Soil Type Available | 4.0378 | 4 | 1 | 3 | 5 | Property Parcels, NZTA, Building Outlines | 1 | Aquifer - Auckland Isthmus Volcanic Aquifer | 1 | 1.86 | 0.0010714 | Modelled Flow Data Used & Depth Available | 192.3771 | 13
1781 | 1942 | 15865 | 10007726 | 196419 | DSPPE | Papatoetoe North East Branch | Gravity | Pipe | Buried | OP | CONC | None | 1960-06-30 | 0.71 | 0.24 | dwg | SI | Transmission | Legacy | 2 |  |  | 4 | 381 | [5 empty] | 77025 | NA |  | 72.28 |  | WSL |  | Waikato,Te Kawerau a Maki,Ngāti Maru,Ngāti Whātua o Ōrākei,Ngāti Tamaoho,Ngāti Tamaterā,Ngāi Tai ki Tāmaki,Ngāti Hako,Te Ākitai Waiohua | 3 | 3 | 3 | 2018 | te puna wai | no | 1 | 3 | 3 | CCTV Available (0-10 Years Old) & Soil Type Available | 4.0319 | 4 | 2 | 1 | 5 | Property Parcels, Schools & Hospitals | 1 |  | 5 | 1.87 | 0.017689 | Modelled Flow Data Used & Depth Available | 72.2812 | 17
127 | 133 | 15478 | 10009292 | 197358 | DSWIN | Western Interceptor | Gravity | Pipe | Buried | OP | CONC | None | 1964-06-30 | 19.16 | 18.83 | 0.1s | WI | Transmission | Legacy | 1 |  |  | 4 | 1500 | [5 empty] | 78401 | NA |  | 242.17 |  | WSL |  | Waikato,Te Kawerau a Maki,Ngāti Whātua,Ngāti Maru,Ngāti Whātua o Ōrākei,Ngāti Tamaoho,Ngāti Tamaterā,Ngāi Tai ki Tāmaki,Ngāti Hako,Te Ākitai Waiohua | 3 | 3 | 3 | 2016 | te puna wai | no | 1 | 3 | 2 | CCTV Available (0-10 Years Old) & Soil Type Available | 4.0309 | 4 | 5 | 5 | 2.5 | Property Parcels, Building Outlines | 1 |  | 5 | 1.355 | 0.43578 | Modelled Flow Data Used & Depth Available | 242.1654 | 17
1672 | 1822 | 17535 | 10004634 | 193430 | DSB09 | Branch 9 Mt Roskill | Gravity | Pipe | Buried | OP | CONC | None | 1965-06-30 |  |  | dwg | WI | Transmission | DU3009 | 2 |  |  | 4 | 600 | [5 empty] | 74340 | NA |  | 91.32 |  | WSL |  | Waikato,Te Kawerau a Maki,Ngāti Whātua,Ngāti Maru,Ngāti Whātua o Ōrākei,Ngāti Tamaoho,Ngāti Tamaterā,Ngāi Tai ki Tāmaki,Ngāti Hako,Te Ākitai Waiohua | 2.27 | 2 | 2 | 2016 | CCTV Footage Review Log South_Latest.xls | no | 5 | 1 | 2 | CCTV Available (0-10 Years Old) & Soil Type Available | 4.0309 | 4 | 2 | 3 | 5 | Schools & Hospitals | 1 |  | 1.5 | 1.875 | 0.024078 | Modelled Flow Data Used & Depth Available | 91.3194 | 13
1661 | 1811 | 17397 | 10004653 | 193585 | DSB09 | Branch 9 Mt Roskill | Gravity | Pipe | Buried | OP | CONC | None | 1946-06-30 | 36.91 | 36.84 | dwg | WI | Transmission | GP07034 | 2 |  |  | 4 | 675 | [5 empty] | 74289 | NA |  | 22.77 |  | WSL |  | Waikato,Te Kawerau a Maki,Ngāti Whātua,Ngāti Maru,Ngāti Whātua o Ōrākei,Ngāti Tamaoho,Ngāti Tamaterā,Ngāi Tai ki Tāmaki,Ngāti Hako,Te Ākitai Waiohua | 2.67 | 3 | 2 | 2016 | CCTV Footage Review Log South_Latest.xls | no | 5 | 1 | 3 | CCTV Available (0-10 Years Old) & Soil Type Available | 4.0304 | 4 | 1 | 3 | 5 | Schools & Hospitals | 1 | Significant Ecological Area - SEA_T_6097 | 1 | 1.86 | 0.0047134 | Modelled Flow Data Used & Depth Available | 22.7709 | 17
3781 | 4056 | 919118 | 10088521 | 195980 | DSOTV | Oteha Valley Branch Sewer TS27 | Gravity | Pipe | Buried | OP | CONC | None | 1992-07-01 |  |  | dwg | NI | Transmission | Legacy | 2 |  |  | 4 | 600 | [5 empty] | 65210 | NA |  | 87.14 |  | WSL |  | Te Kawerau a Maki,Ngāti Whātua,Ngāti Maru,Ngāti Whātua o Kaipara,Ngāti Whātua o Ōrākei,Ngāti Tamaoho,Ngāti Manuhiri,Ngāti Whanaunga,Ngāti Tamaterā,Ngāti Pāoa,Ngāi Tai ki Tāmaki,Ngāti Hako,Te Ākitai Waiohua | 2 | 2 | 2 | 2018 | te puna wai | no | 1 | 3 | 1 | CCTV Available (0-10 Years Old) & Soil Type Available | 4.0293 | 4 | 1 | 3 | 5 | Schools & Hospitals | 1 |  | 1.5 | 1.875 | 0.01608 | Modelled Flow Data Used & Depth Available | 87.1396 | 13
3993 | 4271 | 924275 | 10088518 | 196337 | DSOTV | Oteha Valley Branch Sewer TS27 | Gravity | Pipe | Buried | OP | CONC | None | 1992-07-01 |  |  | dwg | NI | Transmission | Legacy | 2 |  |  | 4 | 600 | [5 empty] | 65207 | NA |  | 65.41 |  | WSL |  | Te Kawerau a Maki,Ngāti Whātua,Ngāti Maru,Ngāti Whātua o Kaipara,Ngāti Whātua o Ōrākei,Ngāti Tamaoho,Ngāti Manuhiri,Ngāti Whanaunga,Ngāti Tamaterā,Ngāti Pāoa,Ngāi Tai ki Tāmaki,Ngāti Hako,Te Ākitai Waiohua | 2 | 2 | 2 | 2018 | te puna wai | no | 1 | 3 | 1 | CCTV Available (0-10 Years Old) & Soil Type Available | 4.0293 | 4 | 1 | 3 | 5 | Property Parcels, Schools & Hospitals | 1 |  | 1.5 | 1.875 | 0.01608 | Modelled Flow Data Used & Depth Available | 65.4121 | 13
2686 | 2919 | 15454 | 10007896 | 196847 | DSROY | Royal Oak Branch | Gravity | Pipe | Buried | OP | VC | None | 1968-06-30 | 10.98 | 8.99 | dwg | WI | Transmission | Legacy | 2 |  |  | 4 | 300 | [5 empty] | 77138 | NA |  | 48.76 |  | WSL |  | Waikato,Te Kawerau a Maki,Ngāti Whātua,Ngāti Maru,Ngāti Whātua o Ōrākei,Ngāti Tamaoho,Ngāti Tamaterā,Ngāi Tai ki Tāmaki,Ngāti Hako,Te Ākitai Waiohua | 2 | 2 | 2 | 2010 | te puna wai | no | 1 | 1 | 1 | CCTV Available (10-20 Years Old) & Soil Type Available | 4.028 | 4 | 1 | 1 | 5 | Property Parcels, Schools & Hospitals | 1 |  | 5 | 1.87 | 0.013146 | Modelled Flow Data Used & Depth Available | 48.7562 | 13
2742 | 2982 | 15455 | 10007895 | 196544 | DSROY | Royal Oak Branch | Gravity | Pipe | Buried | OP | VC | CIP | 2002-06-30 | 8.99 | 6.71 | dwg | WI | Transmission | Legacy | 2 |  |  | 4 | 300 | [5 empty] | 77137 | NA |  | 39.08 |  | WSL |  | Waikato,Te Kawerau a Maki,Ngāti Whātua,Ngāti Maru,Ngāti Whātua o Ōrākei,Ngāti Tamaoho,Ngāti Tamaterā,Ngāi Tai ki Tāmaki,Ngāti Hako,Te Ākitai Waiohua | 1.54 | 2 | 1 | 2010 | te puna wai | no | 5 | 1 | 1 | CCTV Available (10-20 Years Old) & Soil Type Available | 4.0272 | 4 | 1 | 1 | 5 | Property Parcels, Schools & Hospitals | 1 |  | 5 | 1.87 | 0.01351 | Modelled Flow Data Used & Depth Available | 39.0819 | 13
822 | 862 | 15456 | 10007892 | 196805 | DSROY | Royal Oak Branch | Gravity | Pipe | Buried | OP | CONC | None | 1988-06-30 | 6.03 | 5.03 | dwg | WI | Transmission | Legacy | 2 |  |  | 4 | 375 | [5 empty] | 77133 | NA |  | 37.51 |  | WSL |  | Waikato,Te Kawerau a Maki,Ngāti Whātua,Ngāti Maru,Ngāti Whātua o Ōrākei,Ngāti Tamaoho,Ngāti Tamaterā,Ngāi Tai ki Tāmaki,Ngāti Hako,Te Ākitai Waiohua | 2 | 2 | 2 | 2014 | te puna wai | no | 1 | 1 | 1 | CCTV Available (0-10 Years Old) & Soil Type Available | 4.0257 | 4 | 2 | 1 | 5 | Schools & Hospitals | 1 |  | 5 | 1.87 | 0.022447 | Modelled Flow Data Used & Depth Available | 37.5071 | 13
936 | 988 | 16311 | 10007891 | 196543 | DSROY | Royal Oak Branch | Gravity | Pipe | Buried | OP | VC | None | 2002-06-30 | 5.03 | 4.41 | dwg | WI | Transmission | Legacy | 2 |  |  | 4 | 375 | [5 empty] | 77132 | NA |  | 30.47 |  | WSL |  | Waikato,Te Kawerau a Maki,Ngāti Whātua,Ngāti Maru,Ngāti Whātua o Ōrākei,Ngāti Tamaoho,Ngāti Tamaterā,Ngāi Tai ki Tāmaki,Ngāti Hako,Te Ākitai Waiohua | 3 | 3 | 3 | 2014 | te puna wai | no | 1 | 1 | 1 | CCTV Available (0-10 Years Old) & Soil Type Available | 4.0257 | 4 | 2 | 1 | 5 | Schools & Hospitals | 1 |  | 5 | 1.87 | 0.022447 | Modelled Flow Data Used & Depth Available | 30.4701 | 17
129 | 135 | 15480 | 10009294 | 197754 | DSWIN | Western Interceptor | Gravity | Pipe | Buried | OP | CONC | None | 1964-06-30 | 19.62 | 19.5 | dwg | WI | Transmission | Legacy | 1 |  |  | 4 | 1500 | [5 empty] | 78404 | NA |  | 109.12 |  | WSL |  | Waikato,Te Kawerau a Maki,Ngāti Whātua,Ngāti Maru,Ngāti Whātua o Ōrākei,Ngāti Tamaoho,Ngāti Tamaterā,Ngāi Tai ki Tāmaki,Ngāti Hako,Te Ākitai Waiohua | 3 | 3 | 3 | 2016 | te puna wai | no | 1 | 3 | 2 | CCTV Available (0-10 Years Old) & Soil Type Available | 4.0249 | 4 | 5 | 5 | 2.5 | Property Parcels | 1 |  | 5 | 1.355 | 0.43223 | Modelled Flow Data Used & Depth Available | 109.118 | 17
1233 | 1315 | 16026 | 10007270 | 196318 | DSOTB | Otara Branch | Gravity | Pipe | Buried | OP | CLS | None | 1961-06-30 | 9.69 | 9.22 | appr | SI | Transmission | Legacy | 2 |  |  | 4 | 310 | [5 empty] | 76449 | NA |  | 59.13 |  | WSL |  | Waikato,Te Kawerau a Maki,Ngāti Maru,Ngāti Tamaoho,Ngāti Whanaunga,Ngāti Tamaterā,Ngāti Pāoa,Ngāi Tai ki Tāmaki,Ngāti Hako,Te Ākitai Waiohua | 3.61 | 4 | 2 | 2016 | CCTV Footage Review Log South_Latest.xls | no | 5 | 3 | 5 | CCTV Available (0-10 Years Old) & Soil Type Available | 4.0234 | 4 | 1 | 1 | 5 | Property Parcels, NZTA | 1 |  | 5 | 1.87 | 0.015385 | Modelled Flow Data Used & Depth Available | 59.1313 | 21
1673 | 1823 | 15188 | 10004635 | 193819 | DSB09 | Branch 9 Mt Roskill | Gravity | Pipe | Buried | OP | CONC | None | 1965-06-30 | 53.13 | 52.95 | dwg | WI | Transmission | Legacy | 2 |  |  | 4 | 600 | [5 empty] | 74341 | NA |  | 88.52 |  | WSL |  | Waikato,Te Kawerau a Maki,Ngāti Whātua,Ngāti Maru,Ngāti Whātua o Ōrākei,Ngāti Tamaoho,Ngāti Tamaterā,Ngāi Tai ki Tāmaki,Ngāti Hako,Te Ākitai Waiohua | 2.27 | 2 | 2 | 2016 | CCTV Footage Review Log South_Latest.xls | no | 5 | 1 | 2 | CCTV Available (0-10 Years Old) & Soil Type Available | 4.0233 | 4 | 1 | 3 | 5 | Building Outlines, Schools & Hospitals | 1 |  | 1 | 1.86 | 0.0081977 | Modelled Flow Data Used & Depth Available | 88.5177 | 13
2388 | 2599 | 16059 | 10006661 | 196030 | DSOAE | Otara East Branch | Gravity | Pipe | Buried | OP | CONC | None | 1971-06-30 | 10.23 | 9.76 | dwg | SI | Transmission | DU2408 | 2 |  |  | 4 | 300 | [5 empty] | 75994 | NA |  | 112.09 |  | WSL |  | Waikato,Te Kawerau a Maki,Ngāti Maru,Ngāti Tamaoho,Ngāti Whanaunga,Ngāti Tamaterā,Ngāti Pāoa,Ngāi Tai ki Tāmaki,Ngāti Hako,Te Ākitai Waiohua | 2.39 | 2 | 2 | 2017 | CCTV Footage Review Log South_Latest.xls | no | 5 | 3 | 2 | CCTV Available (0-10 Years Old) & Soil Type Available | 4.023 | 4 | 1 | 1 | 5 | Schools & Hospitals | 1 |  | 5 | 1.87 | 0.015585 | Modelled Flow Data Used & Depth Available | 112.0945 | 13
2387 | 2598 | 16060 | 10006662 | 195654 | DSOAE | Otara East Branch | Gravity | Pipe | Buried | OP | CONC | None | 1971-06-30 | 10.93 | 10.23 | dwg | SI | Transmission | DU2408 | 2 |  |  | 4 | 300 | [5 empty] | 75995 | NA |  | 115.76 |  | WSL |  | Waikato,Te Kawerau a Maki,Ngāti Maru,Ngāti Tamaoho,Ngāti Whanaunga,Ngāti Tamaterā,Ngāti Pāoa,Ngāi Tai ki Tāmaki,Ngāti Hako,Te Ākitai Waiohua | 2 | 2 | 2 | 2017 | CCTV Footage Review Log South_Latest.xls | no | 1 | 3 | 2 | CCTV Available (0-10 Years Old) & Soil Type Available | 4.023 | 4 | 1 | 1 | 5 | Schools & Hospitals | 1 |  | 5 | 1.87 | 0.015591 | Modelled Flow Data Used & Depth Available | 115.7645 | 13
2386 | 2597 | 16638 | 10006663 | 196184 | DSOAE | Otara East Branch | Gravity | Pipe | Buried | OP | CONC | None | 1971-06-30 | 11.25 | 10.93 | dwg | SI | Transmission | DU2408 | 2 |  |  | 4 | 300 | [5 empty] | 75996 | NA |  | 73.31 |  | WSL |  | Waikato,Te Kawerau a Maki,Ngāti Maru,Ngāti Tamaoho,Ngāti Whanaunga,Ngāti Tamaterā,Ngāti Pāoa,Ngāi Tai ki Tāmaki,Ngāti Hako,Te Ākitai Waiohua | 2 | 2 | 2 | 2017 | CCTV Footage Review Log South_Latest.xls | no | 1 | 3 | 2 | CCTV Available (0-10 Years Old) & Soil Type Available | 4.0229 | 4 | 1 | 1 | 5 | Property Parcels, Schools & Hospitals | 1 |  | 5 | 1.87 | 0.015598 | Modelled Flow Data Used & Depth Available | 73.3088 | 13
1772 | 1933 | 15984 | 10007728 | 196278 | DSPPE | Papatoetoe North East Branch | Gravity | Pipe | Buried | OP | CONC | None | 1957-06-30 | 1.86 | 1.47 | dwg | SI | Transmission | Legacy | 2 |  |  | 4 | 381 | [5 empty] | 77028 | NA |  | 89.83 |  | WSL |  | Waikato,Te Kawerau a Maki,Ngāti Maru,Ngāti Tamaoho,Ngāti Tamaterā,Ngāi Tai ki Tāmaki,Ngāti Hako,Te Ākitai Waiohua | 3 | 3 | 3 | 2018 | te puna wai | no | 1 | 3 | 3 | CCTV Available (0-10 Years Old) & Soil Type Available | 4.0221 | 4 | 1 | 1 | 5 | Property Parcels, Schools & Hospitals | 1 |  | 5 | 1.87 | 0.016029 | Modelled Flow Data Used & Depth Available | 89.8309 | 17
1779 | 1940 | 15868 | 10007727 | 196771 | DSPPE | Papatoetoe North East Branch | Gravity | Pipe | Buried | OP | CONC | None | 1957-06-30 | 1.47 | 1.08 | dwg | SI | Transmission | Legacy | 2 |  |  | 4 | 381 | [5 empty] | 77027 | NA |  | 80.56 |  | WSL |  | Waikato,Te Kawerau a Maki,Ngāti Maru,Ngāti Tamaoho,Ngāti Tamaterā,Ngāi Tai ki Tāmaki,Ngāti Hako,Te Ākitai Waiohua | 3 | 3 | 3 | 2018 | te puna wai | no | 1 | 3 | 3 | CCTV Available (0-10 Years Old) & Soil Type Available | 4.0221 | 4 | 1 | 1 | 5 | Property Parcels, Building Outlines, Schools & Hospitals | 1 |  | 5 | 1.87 | 0.016032 | Modelled Flow Data Used & Depth Available | 80.5593 | 17
1780 | 1941 | 15867 | 10007725 | 196621 | DSPPE | Papatoetoe North East Branch | Gravity | Pipe | Buried | OP | CONC | None | 1960-06-30 | 1.08 | 0.71 | dwg | SI | Transmission | Legacy | 2 |  |  | 4 | 381 | [5 empty] | 77026 | NA |  | 97.45 |  | WSL |  | Waikato,Te Kawerau a Maki,Ngāti Maru,Ngāti Whātua o Ōrākei,Ngāti Tamaoho,Ngāti Tamaterā,Ngāi Tai ki Tāmaki,Ngāti Hako,Te Ākitai Waiohua | 3 | 3 | 3 | 2018 | te puna wai | no | 1 | 3 | 3 | CCTV Available (0-10 Years Old) & Soil Type Available | 4.0218 | 4 | 1 | 1 | 5 | Property Parcels, Building Outlines, Schools & Hospitals | 1 | Ocean Intercept, Significant Ecological Area - SEA_T_4345 | 5 | 1.87 | 0.016132 | Modelled Flow Data Used & Depth Available | 97.4462 | 17
4547 | 4851 | 4827953 | 10114896 | 316889 | DSWAV | Wairau Valley Branch Sewer TS5 | Rising | Pipe | Buried | OP | CLS | None | 2019-04-20 |  |  | dwg | NI | Transmission | T0001544 | 2 |  |  | 4 | 1100 | [6 empty] | NA |  | 689.4 |  | WSL |  | Te Kawerau a Maki,Ngāti Whātua,Ngāti Maru,Ngāti Whātua o Ōrākei,Ngāti Tamaoho,Ngāti Manuhiri,Te Patukirikiri,Ngāti Whanaunga,Ngāti Tamaterā,Ngāti Pāoa,Ngāi Tai ki Tāmaki,Ngāti Hako,Te Ākitai Waiohua | 1.76 | 2 |  |  |  | no | 5 | 1 | 1 | CCTV NOT Available or Over 30 Years Old & Soil Type Available | 4.0205 | 4 | 4 | 5 | 2.5 | Property Parcels | 1 |  | 1.5 | 1.235 | 0.8 | Diameter Used For Flow Approximation & Depth Available | 689.4004 | 13
4546 | 4850 | 4827952 | 10114899 | 316581 | DSWAV | Wairau Valley Branch Sewer TS5 | Rising | Pipe | Buried | OP | CLS | None | 2019-04-20 |  |  | dwg | NI | Transmission | T0001544 | 2 |  |  | 4 | 1000 | [6 empty] | NA |  | 83.31 |  | WSL |  | Te Kawerau a Maki,Ngāti Whātua,Ngāti Maru,Ngāti Whātua o Ōrākei,Ngāti Tamaoho,Ngāti Manuhiri,Te Patukirikiri,Ngāti Whanaunga,Ngāti Tamaterā,Ngāti Pāoa,Ngāi Tai ki Tāmaki,Ngāti Hako,Te Ākitai Waiohua | 1.76 | 2 |  |  |  | no | 5 | 1 | 1 | CCTV NOT Available or Over 30 Years Old & Soil Type Available | 4.0205 | 4 | 4 | 5 | 2.5 | Property Parcels | 1 |  | 1.5 | 1.235 | 0.8 | Diameter Used For Flow Approximation & Depth Available | 83.3122 | 13
3048 | 3309 | 905814 | 10089154 | 193271 | DPWAU | Wairau Pump Station | Rising | Pipe | Buried | OP | CLS | None | 1962-01-01 |  |  | dwg | NI | Transmission | Legacy | 2 |  |  | 4 | 860 | [5 empty] | 63956 | NA |  | 14.23 |  | WSL |  | Te Kawerau a Maki,Ngāti Whātua,Ngāti Maru,Ngāti Whātua o Ōrākei,Ngāti Tamaoho,Ngāti Manuhiri,Te Patukirikiri,Ngāti Whanaunga,Ngāti Tamaterā,Ngāti Pāoa,Ngāi Tai ki Tāmaki,Ngāti Hako,Te Ākitai Waiohua | 4.58 | 5 |  |  |  | no | 5 | 1 | 5 | CCTV NOT Available or Over 30 Years Old & Soil Type Available | 4.0205 | 4 | 4 | 5 | 2.5 | Property Parcels | 1 |  | 1.5 | 1.235 | 0.8 | Diameter Used For Flow Approximation & Depth Available | 14.2292 | 24 | PS Project
3507 | 3780 | 928020 | 10089158 | 193272 | DPWAU | Wairau Pump Station | Rising | Pipe | Buried | OP | CLS | None | 1962-01-01 |  |  | dwg | NI | Transmission | Legacy | 2 |  |  | 4 | 860 | [5 empty] | 63960 | NA |  | 3.54 |  | WSL |  | Te Kawerau a Maki,Ngāti Whātua,Ngāti Maru,Ngāti Whātua o Ōrākei,Ngāti Tamaoho,Ngāti Manuhiri,Te Patukirikiri,Ngāti Whanaunga,Ngāti Tamaterā,Ngāti Pāoa,Ngāi Tai ki Tāmaki,Ngāti Hako,Te Ākitai Waiohua | 4.58 | 5 |  |  |  | no | 5 | 1 | 5 | CCTV NOT Available or Over 30 Years Old & Soil Type Available | 4.0205 | 4 | 4 | 5 | 2.5 | Property Parcels | 1 |  | 1.5 | 1.235 | 0.8 | Diameter Used For Flow Approximation & Depth Available | 3.5424 | 24 | PS Project
3050 | 3311 | 905815 | 10089155 | 193025 | DPWAU | Wairau Pump Station | Rising | Pipe | Buried | OP | CLS | None | 1969-01-01 |  |  | dwg | NI | Transmission | Legacy | 2 |  |  | 4 | 860 | [5 empty] | 63957 | NA |  | 3.19 |  | WSL |  | Te Kawerau a Maki,Ngāti Whātua,Ngāti Maru,Ngāti Whātua o Ōrākei,Ngāti Tamaoho,Ngāti Manuhiri,Te Patukirikiri,Ngāti Whanaunga,Ngāti Tamaterā,Ngāti Pāoa,Ngāi Tai ki Tāmaki,Ngāti Hako,Te Ākitai Waiohua | 4.58 | 5 |  |  |  | no | 5 | 1 | 5 | CCTV NOT Available or Over 30 Years Old & Soil Type Available | 4.0205 | 4 | 4 | 5 | 2.5 | Property Parcels | 1 |  | 1.5 | 1.235 | 0.8 | Diameter Used For Flow Approximation & Depth Available | 3.1909 | 24 | PS Project
4152 | 4434 | 929749 | 10089160 | 193021 | DPWAU | Wairau Pump Station | Rising | Pipe | Buried | OP | CLS | None | 1962-01-01 |  |  | dwg | NI | Transmission | Legacy | 2 |  |  | 4 | 860 | [5 empty] | 63962 | NA |  | 3.05 |  | WSL |  | Te Kawerau a Maki,Ngāti Whātua,Ngāti Maru,Ngāti Whātua o Ōrākei,Ngāti Tamaoho,Ngāti Manuhiri,Te Patukirikiri,Ngāti Whanaunga,Ngāti Tamaterā,Ngāti Pāoa,Ngāi Tai ki Tāmaki,Ngāti Hako,Te Ākitai Waiohua | 4.58 | 5 |  |  |  | no | 5 | 1 | 5 | CCTV NOT Available or Over 30 Years Old & Soil Type Available | 4.0205 | 4 | 4 | 5 | 2.5 | Property Parcels | 1 |  | 1.5 | 1.235 | 0.8 | Diameter Used For Flow Approximation & Depth Available | 3.0469 | 24 | PS Project
3395 | 3664 | 928475 | 10089159 | 193026 | DPWAU | Wairau Pump Station | Rising | Pipe | Buried | OP | CLS | None | 1962-01-01 |  |  | dwg | NI | Transmission | Legacy | 2 |  |  | 4 | 860 | [5 empty] | 63961 | NA |  | 12.65 |  | WSL |  | Te Kawerau a Maki,Ngāti Whātua,Ngāti Maru,Ngāti Whātua o Ōrākei,Ngāti Tamaoho,Ngāti Manuhiri,Te Patukirikiri,Ngāti Whanaunga,Ngāti Tamaterā,Ngāti Pāoa,Ngāi Tai ki Tāmaki,Ngāti Hako,Te Ākitai Waiohua | 3.82 | 4 |  |  |  | no | 1 | 1 | 5 | CCTV NOT Available or Over 30 Years Old & Soil Type Available | 4.0205 | 4 | 4 | 5 | 2.5 | Property Parcels | 1 |  | 1.5 | 1.235 | 0.8 | Diameter Used For Flow Approximation & Depth Available | 12.6492 | 21
613 | 636 | 302867 | 10064666 | 197378 | DSWIN | Western Interceptor | Rising | Pipe | Buried | OP | CLS | EP | 2011-10-20 |  |  | dwg | WI | Transmission | DC11054 | 1 |  |  | 4 | 810 | [5 empty] | 78551 | NA |  | 9.28 |  | WSL |  | Te Kawerau a Maki,Ngāti Whātua,Ngāti Whātua o Ōrākei,Ngāti Tamaoho,Ngāti Tamaterā,Te Ākitai Waiohua | 1.21 | 1 |  |  |  | no | 1 | 3 | 1 | CCTV NOT Available or Over 30 Years Old & Soil Type Available | 4.0205 | 4 | 4 | 5 | 2.5 | Property Parcels | 1 |  | 1.5 | 1.235 | 0.8 | Diameter Used For Flow Approximation & Depth Available | 9.2751 | 7
612 | 635 | 302866 | 10064665 | 197818 | DSWIN | Western Interceptor | Rising | Pipe | Buried | OP | CLS | EP | 2011-10-20 |  |  | dwg | WI | Transmission | DC11054 | 1 |  |  | 4 | 810 | [5 empty] | 66607 | NA |  | 9.13 |  | WSL |  | Te Kawerau a Maki,Ngāti Whātua,Ngāti Whātua o Ōrākei,Ngāti Tamaoho,Ngāti Tamaterā,Te Ākitai Waiohua | 1.21 | 1 |  |  |  | no | 1 | 3 | 1 | CCTV NOT Available or Over 30 Years Old & Soil Type Available | 4.0205 | 4 | 4 | 5 | 2.5 | Property Parcels | 1 |  | 1.5 | 1.235 | 0.8 | Diameter Used For Flow Approximation & Depth Available | 9.1326 | 7
635 | 660 | 4623378 | 10113155 | 197869 | DSWIN | Western Interceptor | Rising | Pipe | Buried | OP | CLS | None | 2011-10-21 |  |  | dwg | WI | Transmission | DC11054 | 1 |  |  | 4 | 810 | [5 empty] | 171050 | NA |  | 5.37 |  | WSL |  | Te Kawerau a Maki,Ngāti Whātua,Ngāti Whātua o Ōrākei,Ngāti Tamaoho,Ngāti Tamaterā,Te Ākitai Waiohua | 1.21 | 1 |  |  |  | no | 1 | 3 | 1 | CCTV NOT Available or Over 30 Years Old & Soil Type Available | 4.0205 | 4 | 4 | 5 | 2.5 | Property Parcels | 1 |  | 1.5 | 1.235 | 0.8 | Diameter Used For Flow Approximation & Depth Available | 5.3717 | 7
82 | 88 | 35906 | 10009455 | 197377 | DSWIN | Western Interceptor | Rising | Pipe | Bridged | OP | CLS | None | 1964-06-30 |  | 19.62 | dwg | WI | Transmission | DU1506 | 1 |  |  | 4 | 910 | [5 empty] | 78548 | NA |  | 5.04 |  | WSL |  | Waikato,Te Kawerau a Maki,Ngāti Whātua,Ngāti Maru,Ngāti Whātua o Ōrākei,Ngāti Tamaoho,Ngāti Tamaterā,Ngāi Tai ki Tāmaki,Ngāti Hako,Te Ākitai Waiohua | 3.31 | 3 | 2 | 2009 | te puna wai | no | 1 | 1 | 5 | CCTV Available (10-20 Years Old) & Soil Type Not Available | 4.0205 | 4 | 4 | 5 | 2.5 | Property Parcels | 1 |  | 1.5 | 1.235 | 0.8 | Diameter Used For Flow Approximation & Depth Available | 5.0423 | 17
2996 | 3256 | 2569301 | 10089157 | 193283 | DPWAU | Wairau Pump Station | Rising | Pipe | Buried | OP | CLS | None | 1969-01-01 |  |  | dwg | NI | Transmission | Legacy | 2 |  |  | 4 | 860 | [5 empty] | 63959 | NA |  | 1.11 |  | WSL |  | Te Kawerau a Maki,Ngāti Whātua,Ngāti Maru,Ngāti Whātua o Ōrākei,Ngāti Tamaoho,Ngāti Manuhiri,Te Patukirikiri,Ngāti Whanaunga,Ngāti Tamaterā,Ngāti Pāoa,Ngāi Tai ki Tāmaki,Ngāti Hako,Te Ākitai Waiohua | 3.82 | 4 |  |  |  | no | 1 | 1 | 5 | CCTV NOT Available or Over 30 Years Old & Soil Type Available | 4.0205 | 4 | 4 | 5 | 2.5 | Property Parcels | 1 |  | 1.5 | 1.235 | 0.8 | Diameter Used For Flow Approximation & Depth Available | 1.1073 | 21
1699 | 1852 | 17915 | 10099301 | 197662 | DSWHE | Whenuapai Branch | Gravity | Pipe | Buried | OP | CONC | None | 1973-06-30 | 8.61 |  | dwg | WI | Transmission | Legacy | 2 |  |  | 4 | 600 | [5 empty] | 78282 | NA |  | 10.66 |  | WSL |  | Te Kawerau a Maki,Ngāti Whātua,Ngāti Maru,Ngāti Whātua o Kaipara,Ngāti Whātua o Ōrākei,Ngāti Tamaoho,Ngāti Manuhiri,Ngāti Tamaterā,Ngāti Hako,Te Ākitai Waiohua | 2 | 2 | 2 | 2017 | CCTV Footage Review Log South_Latest.xls | no | 1 | 3 | 2 | CCTV Available (0-10 Years Old) & Soil Type Available | 4.017 | 4 | 2 | 3 | 5 | Schools & Hospitals | 1 |  | 1.5 | 1.875 | 0.034683 | Modelled Flow Data Used & Depth Available | 10.6594 | 13
2535 | 2755 | 14906 | 10006758 | 196048 | DSONE | Onehunga Branch | Gravity | Pipe | Buried | OP | CONC | None | 1962-06-30 | 3.79 | 3.37 | dwg | WI | Transmission | Legacy | 2 |  |  | 4 | 750 | [5 empty] | 76071 | NA |  | 106.26 |  | WSL |  | Waikato,Te Kawerau a Maki,Ngāti Whātua,Ngāti Maru,Ngāti Whātua o Ōrākei,Ngāti Tamaoho,Ngāti Tamaterā,Ngāti Pāoa,Ngāi Tai ki Tāmaki,Ngāti Hako,Te Ākitai Waiohua | 2.24 | 2 | 2 | 2021 | CCTV Footage Review Log South_Latest.xls | yes | 1 | 1 | 3 | CCTV Available (0-10 Years Old) & Soil Type Available | 4.0151 | 4 | 3 | 3 | 5 | KiwiRail | 1 | Aquifer - Onehunga Volcanic Aquifer | 1 | 1.86 | 0.046059 | Modelled Flow Data Used & Depth Available | 106.256 | 13
1225 | 1305 | 15185 | 10004583 | 193794 | DSB09 | Branch 9 Mt Roskill | Gravity | Pipe | Buried | OP | CONC | None | 1946-06-30 | 36.78 | 36.73 | dwg | WI | Transmission | GP07034 | 2 |  |  | 4 | 675 | [5 empty] | 74287 | NA |  | 13.95 |  | WSL |  | Waikato,Te Kawerau a Maki,Ngāti Whātua,Ngāti Maru,Ngāti Whātua o Ōrākei,Ngāti Tamaoho,Ngāti Tamaterā,Ngāi Tai ki Tāmaki,Ngāti Hako,Te Ākitai Waiohua | 3.12 | 3 | 3 | 2013 | te puna wai | no | 5 | 1 | 3 | CCTV Available (10-20 Years Old) & Soil Type Available | 4.0104 | 4 | 3 | 3 | 5 | Property Parcels, Schools & Hospitals | 1 | Significant Ecological Area - SEA_T_6097 | 1 | 1.86 | 0.054826 | Modelled Flow Data Used & Depth Available | 13.9511 | 17
1224 | 1304 | 15153 | 10004582 | 193399 | DSB09 | Branch 9 Mt Roskill | Gravity | Pipe | Buried | OP | CONC | None | 1946-06-30 | 36.73 | 35.97 | dwg | WI | Transmission | GP07034 | 2 |  |  | 4 | 675 | [5 empty] | 74286 | NA |  | 156.22 |  | WSL |  | Waikato,Te Kawerau a Maki,Ngāti Whātua,Ngāti Maru,Ngāti Whātua o Ōrākei,Ngāti Tamaoho,Ngāti Tamaterā,Ngāi Tai ki Tāmaki,Ngāti Hako,Te Ākitai Waiohua | 2.24 | 2 | 2 | 2016 | CCTV Footage Review Log South_Latest.xls | no | 1 | 1 | 3 | CCTV Available (0-10 Years Old) & Soil Type Available | 4.0103 | 4 | 3 | 3 | 5 | Property Parcels, Building Outlines, Schools & Hospitals | 1 | Significant Ecological Area - SEA_T_6097 | 1 | 1.86 | 0.055058 | Modelled Flow Data Used & Depth Available | 156.2196 | 13
1717 | 1872 | 15151 | 10004581 | 193550 | DSB09 | Branch 9 Mt Roskill | Gravity | Pipe | Buried | OP | CONC | None | 1946-06-30 | 35.97 | 35.15 | dwg | WI | Transmission | Legacy | 2 |  |  | 4 | 675 | [5 empty] | 74285 | NA |  | 172.17 |  | WSL |  | Waikato,Te Kawerau a Maki,Ngāti Whātua,Ngāti Maru,Ngāti Whātua o Ōrākei,Ngāti Tamaoho,Ngāti Tamaterā,Ngāi Tai ki Tāmaki,Ngāti Hako,Te Ākitai Waiohua | 2.24 | 2 | 2 | 2016 | CCTV Footage Review Log South_Latest.xls | no | 1 | 1 | 3 | CCTV Available (0-10 Years Old) & Soil Type Available | 4.0102 | 4 | 3 | 3 | 5 | Property Parcels, Building Outlines, Schools & Hospitals | 1 |  | 1 | 1.86 | 0.055116 | Modelled Flow Data Used & Depth Available | 172.1684 | 13
498 | 521 | 17350 | 10008394 | 197159 | DSSWI | Southwestern Interceptor | Gravity | Pipe | Buried | OP | CONC | None | 1998-06-30 | 6 | 5.83 | dwg | SW | Transmission | Legacy | 1 |  |  | 4 | 1600 | [5 empty] | 77546 | NA |  | 308.94 |  | WSL |  | Waikato,Te Kawerau a Maki,Ngāti Maru,Ngāti Tamaoho,Ngāti Tamaterā,Ngāi Tai ki Tāmaki,Ngāti Hako,Te Ākitai Waiohua | 2 | 2 | 2 | 2014 | te puna wai | no | 5 | 3 | 1 | CCTV Available (0-10 Years Old) & Soil Type Available | 4.0094 | 4 | 5 | 5 | 2.5 | Property Parcels | 4 | NZ River Lines | 5 | 1.635 | 0.23654 | Modelled Flow Data Used & Depth Available | 308.9429 | 13
126 | 132 | 15477 | 10009291 | 197798 | DSWIN | Western Interceptor | Gravity | Pipe | Buried | OP | CONC | None | 1964-06-30 | 18.83 | 18.62 | 0.1s | WI | Transmission | Legacy | 1 |  |  | 4 | 1500 | [5 empty] | 78400 | NA |  | 132.58 |  | WSL |  | Waikato,Te Kawerau a Maki,Ngāti Whātua,Ngāti Maru,Ngāti Whātua o Ōrākei,Ngāti Tamaoho,Ngāti Tamaterā,Ngāi Tai ki Tāmaki,Ngāti Hako,Te Ākitai Waiohua | 3 | 3 | 3 | 2016 | te puna wai | no | 1 | 1 | 2 | CCTV Available (0-10 Years Old) & Soil Type Available | 4.0091 | 4 | 5 | 5 | 2.5 | Property Parcels, Building Outlines | 1 |  | 5 | 1.355 | 0.42308 | Modelled Flow Data Used & Depth Available | 132.5791 | 17
1499 | 1604 | 15181 | 10004628 | 193665 | DSB09 | Branch 9 Mt Roskill | Gravity | Pipe | Buried | OP | CONC | None | 1965-06-30 | 52.14 | 51.98 | dwg | WI | Transmission | Legacy | 2 |  |  | 4 | 600 | [5 empty] | 74334 | NA |  | 83.25 |  | WSL |  | Waikato,Te Kawerau a Maki,Ngāti Whātua,Ngāti Maru,Ngāti Whātua o Ōrākei,Ngāti Tamaoho,Ngāti Tamaterā,Ngāi Tai ki Tāmaki,Ngāti Hako,Te Ākitai Waiohua | 2.27 | 2 | 2 | 2016 | CCTV Footage Review Log South_Latest.xls | no | 5 | 1 | 2 | CCTV Available (0-10 Years Old) & Soil Type Available | 4.009 | 4 | 2 | 3 | 5 | Property Parcels, Building Outlines, Schools & Hospitals | 1 |  | 1 | 1.86 | 0.02404 | Modelled Flow Data Used & Depth Available | 83.2489 | 13
1552 | 1672 | 15182 | 10004629 | 193573 | DSB09 | Branch 9 Mt Roskill | Gravity | Pipe | Buried | OP | CONC | None | 1965-06-30 | 52.23 | 52.14 | dwg | WI | Transmission | Legacy | 2 |  |  | 4 | 600 | [5 empty] | 74335 | NA |  | 100.21 |  | WSL |  | Waikato,Te Kawerau a Maki,Ngāti Whātua,Ngāti Maru,Ngāti Whātua o Ōrākei,Ngāti Tamaoho,Ngāti Tamaterā,Ngāi Tai ki Tāmaki,Ngāti Hako,Te Ākitai Waiohua | 2.27 | 2 | 2 | 2016 | CCTV Footage Review Log South_Latest.xls | no | 5 | 1 | 2 | CCTV Available (0-10 Years Old) & Soil Type Available | 4.009 | 4 | 2 | 3 | 5 | Schools & Hospitals | 1 |  | 1 | 1.86 | 0.024043 | Modelled Flow Data Used & Depth Available | 100.2061 | 13
1554 | 1675 | 15206 | 10004631 | 193818 | DSB09 | Branch 9 Mt Roskill | Gravity | Pipe | Buried | OP | CONC | None | 1965-06-30 | 52.6 | 52.39 | dwg | WI | Transmission | Legacy | 2 |  |  | 4 | 600 | [5 empty] | 74337 | NA |  | 78.75 |  | WSL |  | Waikato,Te Kawerau a Maki,Ngāti Whātua,Ngāti Maru,Ngāti Whātua o Ōrākei,Ngāti Tamaoho,Ngāti Tamaterā,Ngāi Tai ki Tāmaki,Ngāti Hako,Te Ākitai Waiohua | 2.27 | 2 | 2 | 2016 | CCTV Footage Review Log South_Latest.xls | no | 5 | 1 | 2 | CCTV Available (0-10 Years Old) & Soil Type Available | 4.009 | 4 | 2 | 3 | 5 | Building Outlines, Schools & Hospitals | 1 |  | 1 | 1.86 | 0.024053 | Modelled Flow Data Used & Depth Available | 78.752 | 13
1553 | 1673 | 15183 | 10004630 | 193423 | DSB09 | Branch 9 Mt Roskill | Gravity | Pipe | Buried | OP | CONC | None | 1965-06-30 | 52.39 | 52.23 | dwg | WI | Transmission | Legacy | 2 |  |  | 4 | 600 | [5 empty] | 74336 | NA |  | 65.73 |  | WSL |  | Waikato,Te Kawerau a Maki,Ngāti Whātua,Ngāti Maru,Ngāti Whātua o Ōrākei,Ngāti Tamaoho,Ngāti Tamaterā,Ngāi Tai ki Tāmaki,Ngāti Hako,Te Ākitai Waiohua | 2.27 | 2 | 2 | 2016 | CCTV Footage Review Log South_Latest.xls | no | 5 | 1 | 2 | CCTV Available (0-10 Years Old) & Soil Type Available | 4.009 | 4 | 2 | 3 | 5 | Schools & Hospitals | 1 |  | 1 | 1.86 | 0.024053 | Modelled Flow Data Used & Depth Available | 65.7252 | 13
1555 | 1677 | 15207 | 10004632 | 193666 | DSB09 | Branch 9 Mt Roskill | Gravity | Pipe | Buried | OP | CONC | None | 1965-06-30 | 52.7 | 52.6 | dwg | WI | Transmission | Legacy | 2 |  |  | 4 | 600 | [5 empty] | 74338 | NA |  | 93.12 |  | WSL |  | Waikato,Te Kawerau a Maki,Ngāti Whātua,Ngāti Maru,Ngāti Whātua o Ōrākei,Ngāti Tamaoho,Ngāti Tamaterā,Ngāi Tai ki Tāmaki,Ngāti Hako,Te Ākitai Waiohua | 2.27 | 2 | 2 | 2016 | CCTV Footage Review Log South_Latest.xls | no | 5 | 1 | 2 | CCTV Available (0-10 Years Old) & Soil Type Available | 4.009 | 4 | 2 | 3 | 5 | Schools & Hospitals | 1 |  | 1 | 1.86 | 0.024059 | Modelled Flow Data Used & Depth Available | 93.1239 | 13
1560 | 1683 | 15189 | 10004633 | 193574 | DSB09 | Branch 9 Mt Roskill | Gravity | Pipe | Buried | OP | CONC | None | 1965-06-30 | 52.8 | 52.7 | dwg | WI | Transmission | Legacy | 2 |  |  | 4 | 600 | [5 empty] | 74339 | NA |  | 87.13 |  | WSL |  | Waikato,Te Kawerau a Maki,Ngāti Whātua,Ngāti Maru,Ngāti Whātua o Ōrākei,Ngāti Tamaoho,Ngāti Tamaterā,Ngāi Tai ki Tāmaki,Ngāti Hako,Te Ākitai Waiohua | 2.27 | 2 | 2 | 2016 | CCTV Footage Review Log South_Latest.xls | no | 5 | 1 | 2 | CCTV Available (0-10 Years Old) & Soil Type Available | 4.009 | 4 | 2 | 3 | 5 | Schools & Hospitals | 1 |  | 1 | 1.86 | 0.024066 | Modelled Flow Data Used & Depth Available | 87.13 | 13
1704 | 1857 | 17324 | 10008293 | 196818 | DSSP1 | Sylvia Park Rising Main 1 | Gravity | Pipe | Buried | OP | CONC | None | 1997-06-30 | 11.18 | 10.95 | dwg | EI | Transmission | Legacy | 2 |  |  | 4 | 600 | [5 empty] | 77437 | NA |  | 60.39 |  | WSL |  | Waikato,Te Kawerau a Maki,Ngāti Whātua,Ngāti Maru,Ngāti Whātua o Ōrākei,Ngāti Tamaoho,Ngāti Tamaterā,Ngāti Pāoa,Ngāi Tai ki Tāmaki,Ngāti Hako,Te Ākitai Waiohua | 3 | 3 | 3 | 2021 | CCTV Footage Review Log South_Latest.xls | no | 1 | 3 | 1 | CCTV Available (0-10 Years Old) & Soil Type Available | 4.0061 | 4 | 2 | 3 | 5 | NZTA | 1 |  | 1 | 1.86 | 0.026311 | Modelled Flow Data Used & Depth Available | 60.3895 | 17
1707 | 1860 | 17327 | 10008296 | 197541 | DSSP1 | Sylvia Park Rising Main 1 | Gravity | Pipe | Buried | OP | CONC | None | 1997-06-30 | 11.63 | 11.46 | dwg | EI | Transmission | Legacy | 2 |  |  | 4 | 600 | [5 empty] | 77439 | NA |  | 46.56 |  | WSL |  | Waikato,Te Kawerau a Maki,Ngāti Whātua,Ngāti Maru,Ngāti Whātua o Ōrākei,Ngāti Tamaoho,Ngāti Tamaterā,Ngāti Pāoa,Ngāi Tai ki Tāmaki,Ngāti Hako,Te Ākitai Waiohua | 3 | 3 | 3 | 2021 | CCTV Footage Review Log South_Latest.xls | no | 1 | 3 | 1 | CCTV Available (0-10 Years Old) & Soil Type Available | 4.0061 | 4 | 2 | 3 | 5 | NZTA | 1 |  | 1 | 1.86 | 0.026311 | Modelled Flow Data Used & Depth Available | 46.562 | 17
4787 | 749054 | 17019 | 10005962 | 194786 | DSHIN | Howick Interceptor | Gravity | Pipe | Buried | OP | CONC | None | 1964-06-30 | 11.69 | 11.27 | dwg | HI | Transmission | Legacy | 1 |  |  | 4 | 600 |  |  |  |  | CONS | 75439 | NA |  | 106.32 |  | WSL |  | Waikato,Ngāti Maru,Ngāti Tamaoho,Ngāti Whanaunga,Ngāti Tamaterā,Ngāti Pāoa,Ngāi Tai ki Tāmaki,Ngāti Hako,Te Ākitai Waiohua | 2 | 2 | 2 | 2015 | CCTV Footage Review Log South_Latest.xls | no | 1 | 3 | 2 | CCTV Available (0-10 Years Old) & Soil Type Available | 4.005 | 4 | 3 | 3 | 5 | Property Parcels, Building Outlines, Schools & Hospitals | 1 |  | 1 | 1.86 | 0.064858 | Modelled Flow Data Used & Depth Available | 106.3238 | 13
3424 | 3697 | 930870 | 10088263 | 195358 | DSMFD | Milford Branch Sewer TS6 | Gravity | Pipe | Buried | OP | CONC | CIP | 1961-01-01 |  |  | dwg | NI | Transmission | Legacy | 2 |  |  | 4 | 635 | [5 empty] | 65056 | NA |  | 57.79 |  | WSL |  | Te Kawerau a Maki,Ngāti Whātua,Ngāti Maru,Ngāti Whātua o Ōrākei,Ngāti Tamaoho,Ngāti Manuhiri,Te Patukirikiri,Ngāti Whanaunga,Ngāti Tamaterā,Ngāti Pāoa,Ngāi Tai ki Tāmaki,Ngāti Hako,Te Ākitai Waiohua | 2 | 2 | 2 | 2015 | te puna wai | no | 5 | 1 | 1 | CCTV Available (0-10 Years Old) & Soil Type Available | 4.0035 | 4 | 3 | 3 | 5 | NZTA, Building Outlines | 1 |  | 1.5 | 1.875 | 0.1049 | Modelled Flow Data Used & Depth Available | 57.7926 | 13
97 | 103 | 16405 | 10008818 | 197703 | DSTIN | Tamaki East Interceptor | Gravity | Pipe | Bridged | OP | CLS | None | 1985-06-30 | 10.82 | 10.74 | dwg | TE | Transmission | GP11007 | 1 |  |  | 4 | 1050 | [5 empty] | 77997 | NA |  | 50.04 |  | WSL |  | Waikato,Ngāti Maru,Ngāti Tamaoho,Ngāti Whanaunga,Ngāti Tamaterā,Ngāti Pāoa,Ngāi Tai ki Tāmaki,Ngāti Hako,Te Ākitai Waiohua | 2.29 | 2 | 2 | 2008 | CCTV Footage Review Log South_Latest.xls | no | 1 | 1 | 3 | CCTV Available (10-20 Years Old) & Soil Type Not Available | 4.0025 | 4 | 4 | 5 | 1 |  | 4 | NZ River Lines | 5 | 1.175 | 0.8 | Diameter Used For Flow Approximation & Depth Available | 50.0434 | 13
2914 | 3172 | 2538728 | 10080628 | 197565 | DSSWN | Swanson Branch | Gravity | Pipe | Buried | OP | CONC | None | 2012-10-03 |  |  | 0.1s | WI | Transmission | T0000421 | 2 |  |  | 4 | 1026 | [5 empty] | 77666 | NA |  | 111.86 |  | WSL |  | Te Kawerau a Maki,Ngāti Whātua,Ngāti Whātua o Ōrākei,Ngāti Tamaoho,Ngāti Tamaterā,Te Ākitai Waiohua | 1.76 | 2 |  |  |  | no | 5 | 1 | 1 | CCTV NOT Available or Over 30 Years Old & Soil Type Available | 4.001 | 4 | 4 | 4 | 2.5 | Property Parcels | 1 |  | 1.5 | 1.17 | 0.8 | Diameter Used For Flow Approximation & Depth Available | 111.8618 | 13
2362 | 2573 | 15108 | 10004376 | 193195 | DSB07 | Branch 7 Arch Hill | Gravity | Pipe | Buried | OP | CONC | None | 1912-06-30 |  | 8.27 | dwg | OM | Transmission | Legacy | 2 |  |  | 4 | 910 | [5 empty] | 74146 | NA |  | 27.74 |  | WSL |  | Te Kawerau a Maki,Ngāti Whātua,Ngāti Maru,Ngāti Whātua o Ōrākei,Ngāti Tamaoho,Ngāti Tamaterā,Ngāi Tai ki Tāmaki,Ngāti Hako,Te Ākitai Waiohua | 3.49 | 3 | 2 | 2016 | te puna wai | no | 5 | 1 | 5 | CCTV Available (0-10 Years Old) & Soil Type Available | 4.001 | 4 | 4 | 4 | 2.5 | Property Parcels | 1 |  | 1.5 | 1.17 | 0.8 | Diameter Used For Flow Approximation & Depth Available | 27.7407 | 17
2361 | 2572 | 17648 | 10004377 | 193348 | DSB07 | Branch 7 Arch Hill | Gravity | Pipe | Buried | OP | CLS | None | 2003-06-30 |  |  | dwg | OM | Transmission | Legacy | 2 |  |  | 4 | 900 | [5 empty] | 74147 | NA |  | 15.54 |  | WSL |  | Te Kawerau a Maki,Ngāti Whātua,Ngāti Maru,Ngāti Whātua o Ōrākei,Ngāti Tamaoho,Ngāti Tamaterā,Ngāi Tai ki Tāmaki,Ngāti Hako,Te Ākitai Waiohua | 2 | 2 | 2 | 2016 | te puna wai | no | 5 | 1 | 1 | CCTV Available (0-10 Years Old) & Soil Type Available | 4.001 | 4 | 4 | 4 | 2.5 | Property Parcels | 1 | Significant Ecological Area - SEA_T_5288 | 1.5 | 1.17 | 0.8 | Diameter Used For Flow Approximation & Depth Available | 15.5397 | 13
2920 | 3178 | 2538815 | 10080629 | 196842 | DSSWN | Swanson Branch | Gravity | Pipe | Buried | OP | CONC | None | 2012-10-03 |  |  | 0.1s | WI | Transmission | T0000421 | 2 |  |  | 4 | 1026 | [5 empty] | 77667 | NA |  | 11.47 |  | WSL |  | Te Kawerau a Maki,Ngāti Whātua,Ngāti Whātua o Ōrākei,Ngāti Tamaoho,Ngāti Tamaterā,Te Ākitai Waiohua | 1.76 | 2 |  |  |  | no | 5 | 1 | 1 | CCTV NOT Available or Over 30 Years Old & Soil Type Available | 4.001 | 4 | 4 | 4 | 2.5 | Property Parcels | 1 |  | 1.5 | 1.17 | 0.8 | Diameter Used For Flow Approximation & Depth Available | 11.4681 | 13
4416 | 4712 | 2738632 | 10106553 | 193214 | DPPKE | Pukekohe Wastewater Pump Station (PS92) | Gravity | Pipe | Buried | OP | CONC | None | 2017-05-12 |  |  | 0.1s | SI | Transmission | T0001204A | 2 |  |  | 4 | 800 | [5 empty] | 72419 | NA |  | 5.1 |  | WSL |  | Waikato,Ngāti Maru,Ngāti Tamaoho,Ngāi Tai ki Tāmaki,Ngāti Hako,Te Ākitai Waiohua | 1.76 | 2 |  |  |  | no | 5 | 1 | 1 | CCTV NOT Available or Over 30 Years Old & Soil Type Available | 4.001 | 4 | 4 | 4 | 2.5 | Property Parcels | 1 | Aquifer - Franklin Volcanic Aquifer | 1.5 | 1.17 | 0.8 | Diameter Used For Flow Approximation & Depth Available | 5.1016 | 13
4415 | 4711 | 2738631 | 10105684 | 193205 | DPPKE | Pukekohe Wastewater Pump Station (PS92) | Gravity | Pipe | Buried | OP | CONC | None | 2017-05-12 |  |  | 0.1s | SI | Transmission | T0001204A | 2 |  |  | 4 | 800 | [5 empty] | 72417 | NA |  | 4.4 |  | WSL |  | Waikato,Ngāti Maru,Ngāti Tamaoho,Ngāi Tai ki Tāmaki,Ngāti Hako,Te Ākitai Waiohua | 1.76 | 2 |  |  |  | no | 5 | 1 | 1 | CCTV NOT Available or Over 30 Years Old & Soil Type Available | 4.001 | 4 | 4 | 4 | 2.5 | Property Parcels | 1 | Aquifer - Franklin Volcanic Aquifer | 1.5 | 1.17 | 0.8 | Diameter Used For Flow Approximation & Depth Available | 4.3988 | 13
4754 | 745530 | 5724209 | 0 | 82770463 | DSMIL | Milldale Branch Sewer | Gravity | Pipe | Buried | OP | CONC | None | 2021-03-21 |  |  | 0.1s | NI | Transmission | 2012755.00 | 2 |  |  |  | 1050 | ASBUILT | ASBUILT | ASBUILT | ASBUILT | CONS | 82750929 |  |  | 151.76 | ASBUILT | WSL |  | Te Kawerau a Maki,Ngāti Whātua,Ngāti Maru,Ngāti Whātua o Kaipara,Ngāti Manuhiri,Ngāti Whanaunga,Ngāti Tamaterā,Ngāti Pāoa,Ngāi Tai ki Tāmaki,Ngāti Hako,Te Ākitai Waiohua | 1.59 | 2 |  |  |  | no | 3 | 3 | 1 | CCTV NOT Available or Over 30 Years Old & Soil Type Not Available | 4.001 | 4 | 4 | 4 | 2.5 | Property Parcels | 1 |  | 1.5 | 1.17 | 0.8 | Diameter Used For Flow Approximation & Depth Available | 151.7609 | 13
4556 | 5100 | 4650260 | 10113505 | 173187 | DTARB | Army Bay Treatment Plant | Outfall | Pipe | Buried | OP | PE | None | 2019-02-21 | 21 | 21.65 | 0.1s | NI | Transmission | T0001482 | 4 |  |  | 4 | 1000 | [6 empty] | NA |  | 74.6 |  | WSL |  | Te Kawerau a Maki,Ngāti Whātua,Ngāti Maru,Ngāti Tamaoho,Ngāti Manuhiri,Te Patukirikiri,Ngāti Whanaunga,Ngāti Tamaterā,Ngāti Pāoa,Ngāi Tai ki Tāmaki,Ngāti Hako,Te Ākitai Waiohua | 1.59 | 2 |  |  |  | no | 3 | 3 | 1 | CCTV NOT Available or Over 30 Years Old & Soil Type Not Available | 4.001 | 4 | 4 | 4 | 2.5 | Property Parcels | 1 |  | 1.5 | 1.17 | 0.8 | Diameter Used For Flow Approximation & Depth Available | 74.5971 | 13
4717 | 745471 | 5724210 | 0 | 82770464 | DSMIL | Milldale Branch Sewer | Gravity | Pipe | Buried | OP | CONC | None | 2021-03-21 |  |  | 0.1s | NI | Transmission | 2012755.00 | 2 |  |  |  | 1050 | ASBUILT | ASBUILT | ASBUILT | ASBUILT | CONS | 82750928 |  |  | 68.89 | ASBUILT | WSL |  | Te Kawerau a Maki,Ngāti Whātua,Ngāti Maru,Ngāti Whātua o Kaipara,Ngāti Manuhiri,Ngāti Whanaunga,Ngāti Tamaterā,Ngāti Pāoa,Ngāi Tai ki Tāmaki,Ngāti Hako,Te Ākitai Waiohua | 1.59 | 2 |  |  |  | no | 3 | 3 | 1 | CCTV NOT Available or Over 30 Years Old & Soil Type Not Available | 4.001 | 4 | 4 | 4 | 2.5 | Property Parcels | 1 |  | 1.5 | 1.17 | 0.8 | Diameter Used For Flow Approximation & Depth Available | 68.894 | 13
4722 | 745478 | 5724208 | 0 | 82770462 | DSMIL | Milldale Branch Sewer | Gravity | Pipe | Buried | OP | CONC | None | 2021-03-21 |  |  | 0.1s | NI | Transmission | 2012755.00 | 2 |  |  |  | 1050 | ASBUILT | ASBUILT | ASBUILT | ASBUILT | CONS | 82750930 |  |  | 63.52 | ASBUILT | WSL |  | Te Kawerau a Maki,Ngāti Whātua,Ngāti Maru,Ngāti Whātua o Kaipara,Ngāti Manuhiri,Ngāti Whanaunga,Ngāti Tamaterā,Ngāti Pāoa,Ngāi Tai ki Tāmaki,Ngāti Hako,Te Ākitai Waiohua | 1.59 | 2 |  |  |  | no | 3 | 3 | 1 | CCTV NOT Available or Over 30 Years Old & Soil Type Not Available | 4.001 | 4 | 4 | 4 | 2.5 | Property Parcels | 1 |  | 1.5 | 1.17 | 0.8 | Diameter Used For Flow Approximation & Depth Available | 63.5215 | 13
4738 | 745501 | 5724200 | 0 | 82770454 | DSMIL | Milldale Branch Sewer | Gravity | Pipe | Buried | OP | PE | None | 2021-03-21 |  |  | 0.1s | NI | Transmission | 2012755.00 | 2 |  |  |  | 801 | ASBUILT | ASBUILT | ASBUILT | ASBUILT | CONS | 82750939 |  |  | 26.29 | ASBUILT | WSL |  | Te Kawerau a Maki,Ngāti Whātua,Ngāti Maru,Ngāti Whātua o Kaipara,Ngāti Manuhiri,Ngāti Whanaunga,Ngāti Tamaterā,Ngāti Pāoa,Ngāi Tai ki Tāmaki,Ngāti Hako,Te Ākitai Waiohua | 1.59 | 2 |  |  |  | no | 3 | 3 | 1 | CCTV NOT Available or Over 30 Years Old & Soil Type Not Available | 4.001 | 4 | 4 | 4 | 2.5 | Property Parcels | 1 |  | 1.5 | 1.17 | 0.8 | Diameter Used For Flow Approximation & Depth Available | 26.2933 | 13
4737 | 745499 | 5724212 | 0 | 82770466 | DSMIL | Milldale Branch Sewer | Gravity | Pipe | Buried | OP | CONC | None | 2021-03-21 |  |  | 0.1s | NI | Transmission | 2012755.00 | 2 |  |  |  | 1050 | ASBUILT | ASBUILT | ASBUILT | ASBUILT | CONS | 82750926 |  |  | 4.41 | ASBUILT | WSL |  | Te Kawerau a Maki,Ngāti Whātua,Ngāti Maru,Ngāti Whātua o Kaipara,Ngāti Manuhiri,Ngāti Whanaunga,Ngāti Tamaterā,Ngāti Pāoa,Ngāi Tai ki Tāmaki,Ngāti Hako,Te Ākitai Waiohua | 1.59 | 2 |  |  |  | no | 3 | 3 | 1 | CCTV NOT Available or Over 30 Years Old & Soil Type Not Available | 4.001 | 4 | 4 | 4 | 2.5 | Property Parcels | 1 |  | 1.5 | 1.17 | 0.8 | Diameter Used For Flow Approximation & Depth Available | 4.4092 | 13
550 | 573 | 15855 | 10007094 | 196298 | DSORM | Orakei Main Sewer | Gravity | Pipe | Buried | OP | BRICK | None | 1911-06-30 |  |  | dwg | OM | Transmission | Legacy | 1 |  |  | 4 | 1050 | [5 empty] | 76304 | NA |  | 88.32 |  | WSL |  | Te Kawerau a Maki,Ngāti Whātua,Ngāti Maru,Ngāti Whātua o Ōrākei,Ngāti Tamaoho,Ngāti Tamaterā,Ngāi Tai ki Tāmaki,Ngāti Hako,Te Ākitai Waiohua | 3.08 | 3 | 3 | 2013 | CCTV Footage Review Log South_Latest.xls | no | 1 | 1 | 4 | CCTV Available (10-20 Years Old) & Soil Type Available | 4.001 | 4 | 4 | 4 | 2.5 | Property Parcels | 1 | Place Of Historic Heritage - Oakley Creek historic landscape, including stone walls, mill site, historic bridge, Maori occupation site, and karaka trees, Significant Ecological Area - SEA_T_6008 | 1.5 | 1.17 | 0.8 | Diameter Used For Flow Approximation & Depth Available | 88.3162 | 17
3501 | 3774 | 929545 | 10088931 | 197412 | DSTPW | Takapuna West Branch Sewer TS3 | Gravity | Pipe | Buried | OP | CONC | None | 1965-01-01 |  |  | dwg | NI | Transmission | Legacy | 2 |  |  | 4 | 800 | [5 empty] | 65460 | NA |  | 73.39 |  | WSL |  | Te Kawerau a Maki,Ngāti Whātua,Ngāti Maru,Ngāti Whātua o Ōrākei,Ngāti Tamaoho,Te Patukirikiri,Ngāti Whanaunga,Ngāti Tamaterā,Ngāti Pāoa,Ngāi Tai ki Tāmaki,Ngāti Hako,Te Ākitai Waiohua | 3 | 3 | 3 | 2016 | te puna wai | no | 1 | 1 | 2 | CCTV Available (0-10 Years Old) & Soil Type Available | 4.001 | 4 | 4 | 4 | 2.5 | Property Parcels | 1 |  | 1.5 | 1.17 | 0.8 | Diameter Used For Flow Approximation & Depth Available | 73.3902 | 17
3425 | 3698 | 931864 | 10088927 | 197411 | DSTPW | Takapuna West Branch Sewer TS3 | Gravity | Pipe | Buried | OP | CONC | None | 1965-01-01 |  |  | dwg | NI | Transmission | Legacy | 2 |  |  | 4 | 800 | [5 empty] | 65455 | NA |  | 54.46 |  | WSL |  | Te Kawerau a Maki,Ngāti Whātua,Ngāti Maru,Ngāti Whātua o Ōrākei,Ngāti Tamaoho,Ngāti Manuhiri,Te Patukirikiri,Ngāti Whanaunga,Ngāti Tamaterā,Ngāti Pāoa,Ngāi Tai ki Tāmaki,Ngāti Hako,Te Ākitai Waiohua | 2 | 2 | 2 | 2016 | te puna wai | no | 1 | 1 | 2 | CCTV Available (0-10 Years Old) & Soil Type Available | 4.001 | 4 | 4 | 4 | 2.5 | Property Parcels | 1 |  | 1.5 | 1.17 | 0.8 | Diameter Used For Flow Approximation & Depth Available | 54.4597 | 13
1298 | 1388 | 16826 | 10005647 | 194630 | DSGLE | Glen Eden Branch | Gravity | Pipe | Buried | OP | CONC | None | 1965-06-30 |  | -3.52 | dwg | WI | Transmission | Legacy | 2 |  |  | 4 | 900 | [5 empty] | 75147 | NA |  | 36.71 |  | WSL |  | Te Kawerau a Maki,Ngāti Whātua,Ngāti Whātua o Ōrākei,Ngāti Tamaoho,Ngāti Tamaterā,Te Ākitai Waiohua | 2 | 2 | 2 | 2011 | te puna wai | no | 1 | 3 | 2 | CCTV Available (10-20 Years Old) & Soil Type Available | 4.001 | 4 | 4 | 4 | 2.5 | Property Parcels | 1 |  | 1.5 | 1.17 | 0.8 | Diameter Used For Flow Approximation & Depth Available | 36.7088 | 13
4474 | 4770 | 4542867 | 10105325 | 194959 | DSHKI | Fred Thomas Drive Pump Station | Gravity | Pipe | Buried | OP | CONC | None | 2017-12-12 |  |  | dwg | NI | Transmission | T0001201 | 2 |  |  | 4 | 900 | [5 empty] | 64827 | NA |  | 11.63 |  | WSL |  | Te Kawerau a Maki,Ngāti Whātua,Ngāti Maru,Ngāti Whātua o Ōrākei,Ngāti Tamaoho,Ngāti Manuhiri,Te Patukirikiri,Ngāti Whanaunga,Ngāti Tamaterā,Ngāti Pāoa,Ngāi Tai ki Tāmaki,Ngāti Hako,Te Ākitai Waiohua | 1.21 | 1 |  |  |  | no | 1 | 3 | 1 | CCTV NOT Available or Over 30 Years Old & Soil Type Available | 4.001 | 4 | 4 | 4 | 2.5 | Property Parcels | 1 |  | 1.5 | 1.17 | 0.8 | Diameter Used For Flow Approximation & Depth Available | 11.627 | 7
4473 | 4769 | 4542866 | 10105326 | 195331 | DSHKI | Fred Thomas Drive Pump Station | Gravity | Pipe | Buried | OP | CONC | None | 2017-12-12 |  |  | dwg | NI | Transmission | T0001201 | 2 |  |  | 4 | 900 | [5 empty] | 64828 | NA |  | 1.98 |  | WSL |  | Te Kawerau a Maki,Ngāti Whātua,Ngāti Maru,Ngāti Whātua o Ōrākei,Ngāti Tamaoho,Ngāti Manuhiri,Te Patukirikiri,Ngāti Whanaunga,Ngāti Tamaterā,Ngāti Pāoa,Ngāi Tai ki Tāmaki,Ngāti Hako,Te Ākitai Waiohua | 1.21 | 1 |  |  |  | no | 1 | 3 | 1 | CCTV NOT Available or Over 30 Years Old & Soil Type Available | 4.001 | 4 | 4 | 4 | 2.5 | Property Parcels | 1 |  | 1.5 | 1.17 | 0.8 | Diameter Used For Flow Approximation & Depth Available | 1.9795 | 7
3195 | 3459 | 917999 | 10088061 | 195435 | DSKHK | Kahika Branch Sewer TS11 | Gravity | Pipe | Buried | OP | CONC | None | 1961-01-01 |  |  | dwg | NI | Transmission | Legacy | 2 |  |  | 4 | 635 | [5 empty] | 64937 | NA |  | 86.53 |  | WSL |  | Te Kawerau a Maki,Ngāti Whātua,Ngāti Maru,Ngāti Whātua o Ōrākei,Ngāti Tamaoho,Ngāti Manuhiri,Ngāti Whanaunga,Ngāti Tamaterā,Ngāti Pāoa,Ngāi Tai ki Tāmaki,Ngāti Hako,Te Ākitai Waiohua | 2.24 | 2 | 2 | 2015 | te puna wai | no | 1 | 1 | 3 | CCTV Available (0-10 Years Old) & Soil Type Available | 3.9953 | 4 | 3 | 3 | 5 | Property Parcels, Schools & Hospitals | 1 |  | 1.5 | 1.875 | 0.11945 | Modelled Flow Data Used & Depth Available | 86.5264 | 13
4635 | 734796 | 5635408 | 0 | 82627945 | DSNCR | Northcote Relief Sewer | Gravity | Pipe | Buried | OP | PE | None | 2019-11-25 | 16.09 | 15.91 | 0.1s | NI | Transmission | 2012549 | 2 |  |  |  | 900 | ASBUILT | ASBUILT | ASBUILT | ASBUILT | CONS | 82604753 |  |  | 39.95 | ASBUILT | WSL |  | Te Kawerau a Maki,Ngāti Whātua,Ngāti Maru,Ngāti Whātua o Ōrākei,Ngāti Tamaoho,Ngāti Manuhiri,Te Patukirikiri,Ngāti Whanaunga,Ngāti Tamaterā,Ngāti Pāoa,Ngāi Tai ki Tāmaki,Ngāti Hako,Te Ākitai Waiohua | 1.76 | 2 |  |  |  | no | 5 | 1 | 1 | CCTV NOT Available or Over 30 Years Old & Soil Type Available | 3.995 | 4 | 4 | 4 | 2.5 | Property Parcels | 1 |  | 1 | 1.15 | 0.8 | Diameter Used For Flow Approximation & Depth Available | 39.9483 | 13
4636 | 734797 | 5635407 | 0 | 82627944 | DSNCR | Northcote Relief Sewer | Gravity | Pipe | Buried | OP | PE | None | 2019-11-25 | 16.11 | 16.1 | 0.1s | NI | Transmission | 2012549 | 2 |  |  |  | 900 | ASBUILT | ASBUILT | ASBUILT | ASBUILT | CONS | 82604755 |  |  | 8.49 | ASBUILT | WSL |  | Te Kawerau a Maki,Ngāti Whātua,Ngāti Maru,Ngāti Whātua o Ōrākei,Ngāti Tamaoho,Ngāti Manuhiri,Te Patukirikiri,Ngāti Whanaunga,Ngāti Tamaterā,Ngāti Pāoa,Ngāi Tai ki Tāmaki,Ngāti Hako,Te Ākitai Waiohua | 1.76 | 2 |  |  |  | no | 5 | 1 | 1 | CCTV NOT Available or Over 30 Years Old & Soil Type Available | 3.995 | 4 | 4 | 4 | 2.5 | Property Parcels | 1 |  | 1 | 1.15 | 0.8 | Diameter Used For Flow Approximation & Depth Available | 8.4912 | 13
4350 | 4640 | 2657803 | 10096619 | 194332 | DSECL | East Coast Bays Link Sewer | Gravity | Pipe | Buried | OP | PE | None | 2016-01-26 | 53.54 | 50.8 | 0.1s | NI | Transmission | T0000898 | 2 |  |  | 4 | 800 | [5 empty] | 64623 | NA |  | 231.17 |  | WSL |  | Te Kawerau a Maki,Ngāti Whātua,Ngāti Maru,Ngāti Whātua o Ōrākei,Ngāti Tamaoho,Ngāti Manuhiri,Te Patukirikiri,Ngāti Whanaunga,Ngāti Tamaterā,Ngāti Pāoa,Ngāi Tai ki Tāmaki,Ngāti Hako,Te Ākitai Waiohua | 1 | 1 |  |  |  | no | 1 | 1 | 1 | CCTV NOT Available or Over 30 Years Old & Soil Type Available | 3.995 | 4 | 4 | 4 | 2.5 | Property Parcels | 1 |  | 1 | 1.15 | 0.8 | Diameter Used For Flow Approximation & Depth Available | 231.1737 | 7
1562 | 1698 | 15886 | 10006120 | 195419 | DSHMD | Homai Diversion | Gravity | Pipe | Buried | OP | CONC | None | 1983-06-30 | 20.75 | 19.88 | dwg | SW | Transmission | Legacy | 2 |  |  | 4 | 900 | [5 empty] | 75538 | NA |  | 211.3 |  | WSL |  | Waikato,Te Kawerau a Maki,Ngāti Maru,Ngāti Tamaoho,Ngāti Whanaunga,Ngāti Tamaterā,Ngāi Tai ki Tāmaki,Ngāti Hako,Te Ākitai Waiohua | 2 | 2 | 2 | 2003 | te puna wai | yes | 1 | 1 | 2 | CCTV Available (20-30 Years Old) & Soil Type Available | 3.995 | 4 | 4 | 4 | 2.5 | Property Parcels | 1 |  | 1 | 1.15 | 0.8 | Diameter Used For Flow Approximation & Depth Available | 211.2952 | 13
4390 | 4685 | 2692577 | 10100744 | 193671 | DSB9D | Branch 9 Diversion | Gravity | Pipe | Buried | OP | CONC | None | 2016-07-16 | 37.81 | 37.68 | dwg | WI | Transmission | T0001026 | 2 |  |  | 4 | 1050 | [5 empty] | 74557 | NA |  | 110.38 |  | WSL |  | Waikato,Te Kawerau a Maki,Ngāti Whātua,Ngāti Maru,Ngāti Whātua o Ōrākei,Ngāti Tamaoho,Ngāti Tamaterā,Ngāi Tai ki Tāmaki,Ngāti Hako,Te Ākitai Waiohua | 1 | 1 |  |  |  | no | 1 | 1 | 1 | CCTV NOT Available or Over 30 Years Old & Soil Type Available | 3.995 | 4 | 4 | 4 | 2.5 | Property Parcels | 1 | Significant Ecological Area - SEA_T_6097, Aquifer - Auckland Isthmus Volcanic Aquifer | 1 | 1.15 | 0.8 | Diameter Used For Flow Approximation & Depth Available | 110.3831 | 7
3143 | 3405 | 916591 | 10089428 | 194178 | DSBDD | Birkdale Diversion Branch Sewer TS14A | Gravity | Pipe | Buried | OP | CONC | None | 2009-06-06 | 4.6 | 4.49 | dwg | NI | Transmission | Legacy | 2 |  |  | 4 | 1050 | [5 empty] | 64134 | NA |  | 76.21 |  | WSL |  | Te Kawerau a Maki,Ngāti Whātua,Ngāti Maru,Ngāti Whātua o Ōrākei,Ngāti Tamaoho,Ngāti Manuhiri,Ngāti Whanaunga,Ngāti Tamaterā,Ngāti Pāoa,Ngāi Tai ki Tāmaki,Ngāti Hako,Te Ākitai Waiohua | 1 | 1 |  |  | CCTV app | yes | 1 | 1 | 1 | CCTV NOT Available or Over 30 Years Old & Soil Type Available | 3.995 | 4 | 4 | 4 | 2.5 | Property Parcels | 1 |  | 1 | 1.15 | 0.8 | Diameter Used For Flow Approximation & Depth Available | 76.2125 | 7
4766 | 746863 | 5635359 | 0 | 82627947 | DSNCR | Northcote Relief Sewer | Gravity | Pipe | Buried | OP | PE | None | 2019-11-25 | 15.85 | 15.76 | 0.1s | NI | Transmission | 2012549 | 2 |  |  |  | 1000 | ASBUILT | ASBUILT | ASBUILT | ASBUILT | CONS | 82604751 |  |  | 67.56 | ASBUILT | WSL |  | Te Kawerau a Maki,Ngāti Whātua,Ngāti Maru,Ngāti Whātua o Ōrākei,Ngāti Tamaoho,Ngāti Manuhiri,Te Patukirikiri,Ngāti Whanaunga,Ngāti Tamaterā,Ngāti Pāoa,Ngāi Tai ki Tāmaki,Ngāti Hako,Te Ākitai Waiohua | 1 | 1 |  |  |  | no | 1 | 1 | 1 | CCTV NOT Available or Over 30 Years Old & Soil Type Available | 3.995 | 4 | 4 | 4 | 2.5 | Property Parcels, Public Park & Sports Area | 1 |  | 1 | 1.15 | 0.8 | Diameter Used For Flow Approximation & Depth Available | 67.5606 | 7
4352 | 4643 | 2658785 | 10096622 | 194687 | DSECL | East Coast Bays Link Sewer | Gravity | Pipe | Buried | OP | PE | None | 2016-01-26 | 51.05 | 50.82 | 0.1s | NI | Transmission | T0000898 | 2 |  |  | 4 | 800 | [5 empty] | 64620 | NA |  | 51.87 |  | WSL |  | Te Kawerau a Maki,Ngāti Whātua,Ngāti Maru,Ngāti Whātua o Ōrākei,Ngāti Tamaoho,Ngāti Manuhiri,Te Patukirikiri,Ngāti Whanaunga,Ngāti Tamaterā,Ngāti Pāoa,Ngāi Tai ki Tāmaki,Ngāti Hako,Te Ākitai Waiohua | 1 | 1 |  |  |  | no | 1 | 1 | 1 | CCTV NOT Available or Over 30 Years Old & Soil Type Available | 3.995 | 4 | 4 | 4 | 2.5 | Property Parcels | 1 |  | 1 | 1.15 | 0.8 | Diameter Used For Flow Approximation & Depth Available | 51.8733 | 7
4765 | 746861 | 5635418 | 0 | 82627974 | DSNCR | Northcote Relief Sewer | Gravity | Pipe | Buried | OP | PE | None | 2019-11-25 | 15.74 | 15.7 | 0.1s | NI | Transmission | 2012549 | 2 |  |  |  | 1000 | ASBUILT | ASBUILT | ASBUILT | ASBUILT | CONS | 82604798 |  |  | 51.38 | ASBUILT | WSL |  | Te Kawerau a Maki,Ngāti Whātua,Ngāti Maru,Ngāti Whātua o Ōrākei,Ngāti Tamaoho,Ngāti Manuhiri,Te Patukirikiri,Ngāti Whanaunga,Ngāti Tamaterā,Ngāti Pāoa,Ngāi Tai ki Tāmaki,Ngāti Hako,Te Ākitai Waiohua | 1 | 1 |  |  |  | no | 1 | 1 | 1 | CCTV NOT Available or Over 30 Years Old & Soil Type Available | 3.995 | 4 | 4 | 4 | 2.5 | Property Parcels | 1 |  | 1 | 1.15 | 0.8 | Diameter Used For Flow Approximation & Depth Available | 51.3614 | 7
4391 | 4686 | 2692578 | 10100742 | 193916 | DSB9D | Branch 9 Diversion | Gravity | Pipe | Buried | OP | CONC | None | 2016-07-14 | 37.57 | 38.62 | dwg | WI | Transmission | T0001026 | 2 |  |  | 4 | 1050 | [5 empty] | 74556 | NA |  | 49.98 |  | WSL |  | Waikato,Te Kawerau a Maki,Ngāti Whātua,Ngāti Maru,Ngāti Whātua o Ōrākei,Ngāti Tamaoho,Ngāti Tamaterā,Ngāi Tai ki Tāmaki,Ngāti Hako,Te Ākitai Waiohua | 1 | 1 |  |  |  | no | 1 | 1 | 1 | CCTV NOT Available or Over 30 Years Old & Soil Type Available | 3.995 | 4 | 4 | 4 | 2.5 | Property Parcels | 1 | Significant Ecological Area - SEA_T_6097, Aquifer - Auckland Isthmus Volcanic Aquifer | 1 | 1.15 | 0.8 | Diameter Used For Flow Approximation & Depth Available | 49.9809 | 7
4634 | 734790 | 5635427 | 0 | 82627982 | DSNCR | Northcote Relief Sewer | Gravity | Pipe | Buried | OP | PE | None | 2019-11-25 | 15.65 | 15.64 | 0.1s | NI | Transmission | 2012549 | 2 |  |  |  | 1000 | ASBUILT | ASBUILT | ASBUILT | ASBUILT | CONS | 82604796 |  |  | 25.38 | ASBUILT | WSL |  | Te Kawerau a Maki,Ngāti Whātua,Ngāti Maru,Ngāti Whātua o Ōrākei,Ngāti Tamaoho,Ngāti Manuhiri,Te Patukirikiri,Ngāti Whanaunga,Ngāti Tamaterā,Ngāti Pāoa,Ngāi Tai ki Tāmaki,Ngāti Hako,Te Ākitai Waiohua | 1 | 1 |  |  |  | no | 1 | 1 | 1 | CCTV NOT Available or Over 30 Years Old & Soil Type Available | 3.995 | 4 | 4 | 4 | 2.5 | Property Parcels | 1 |  | 1 | 1.15 | 0.8 | Diameter Used For Flow Approximation & Depth Available | 25.3823 | 7
479 | 499 | 17414 | 10005907 | 195297 | DSHIN | Howick Interceptor | Gravity | Pipe | Buried | OP | CONC | None | 1964-06-30 | 3.71 | 3.69 | dwg | HI | Transmission | Legacy | 1 |  |  | 4 | 1050 | [5 empty] | 75384 | NA |  | 19.25 |  | WSL |  | Waikato,Ngāti Maru,Ngāti Tamaoho,Ngāti Whanaunga,Ngāti Tamaterā,Ngāti Pāoa,Ngāi Tai ki Tāmaki,Ngāti Hako,Te Ākitai Waiohua | 2 | 2 | 2 | 2015 | CCTV Footage Review Log South_Latest.xls | no | 1 | 3 | 2 | CCTV Available (0-10 Years Old) & Soil Type Available | 3.995 | 4 | 4 | 4 | 2.5 | Property Parcels | 1 |  | 1 | 1.15 | 0.8 | Diameter Used For Flow Approximation & Depth Available | 19.2476 | 13
99 | 105 | 16408 | 10008813 | 197108 | DSTIN | Tamaki East Interceptor | Gravity | Pipe | Buried | OP | CONC | None | 1985-06-30 | 10.24 | 10.22 | dwg | TE | Transmission | Legacy | 1 |  |  | 4 | 1050 | [5 empty] | 77993 | NA |  | 11.93 |  | WSL |  | Waikato,Ngāti Maru,Ngāti Tamaoho,Ngāti Whanaunga,Ngāti Tamaterā,Ngāti Pāoa,Ngāi Tai ki Tāmaki,Ngāti Hako,Te Ākitai Waiohua | 2 | 2 | 2 | 2008 | CCTV Footage Review Log South_Latest.xls | no | 1 | 3 | 1 | CCTV Available (10-20 Years Old) & Soil Type Available | 3.995 | 4 | 4 | 4 | 2.5 | Property Parcels | 1 |  | 1 | 1.15 | 0.8 | Diameter Used For Flow Approximation & Depth Available | 11.9344 | 13
4353 | 4644 | 2658786 | 10096623 | 194161 | DSECL | East Coast Bays Link Sewer | Gravity | Pipe | Buried | OP | PE | None | 2016-01-26 | 50.81 | 50.95 | 0.1s | NI | Transmission | T0000898 | 2 |  |  | 4 | 800 | [5 empty] | 64622 | NA |  | 10.49 |  | WSL |  | Te Kawerau a Maki,Ngāti Whātua,Ngāti Maru,Ngāti Whātua o Ōrākei,Ngāti Tamaoho,Ngāti Manuhiri,Te Patukirikiri,Ngāti Whanaunga,Ngāti Tamaterā,Ngāti Pāoa,Ngāi Tai ki Tāmaki,Ngāti Hako,Te Ākitai Waiohua | 1 | 1 |  |  |  | no | 1 | 1 | 1 | CCTV NOT Available or Over 30 Years Old & Soil Type Available | 3.995 | 4 | 4 | 4 | 2.5 | Property Parcels | 1 |  | 1 | 1.15 | 0.8 | Diameter Used For Flow Approximation & Depth Available | 10.4907 | 7
4354 | 4645 | 2658787 | 10096625 | 194333 | DSECL | East Coast Bays Link Sewer | Gravity | Pipe | Buried | OP | PE | None | 2016-01-26 | 50.95 | 50.81 | 0.1s | NI | Transmission | T0000898 | 2 |  |  | 4 | 800 | [5 empty] | 64621 | NA |  | 3.76 |  | WSL |  | Te Kawerau a Maki,Ngāti Whātua,Ngāti Maru,Ngāti Whātua o Ōrākei,Ngāti Tamaoho,Ngāti Manuhiri,Te Patukirikiri,Ngāti Whanaunga,Ngāti Tamaterā,Ngāti Pāoa,Ngāi Tai ki Tāmaki,Ngāti Hako,Te Ākitai Waiohua | 1 | 1 |  |  |  | no | 1 | 1 | 1 | CCTV NOT Available or Over 30 Years Old & Soil Type Available | 3.995 | 4 | 4 | 4 | 2.5 | Property Parcels | 1 |  | 1 | 1.15 | 0.8 | Diameter Used For Flow Approximation & Depth Available | 3.7583 | 7
2998 | 3258 | 905575 | 10089230 | 193329 | DSALW | Albany West Branch Sewer TS25 | Gravity | Pipe | Buried | OP | CONC | None | 1992-07-01 |  |  | dwg | NI | Transmission | Legacy | 2 |  |  | 4 | 724 | [5 empty] | 64030 | NA |  | 79.34 |  | WSL |  | Te Kawerau a Maki,Ngāti Whātua,Ngāti Maru,Ngāti Whātua o Kaipara,Ngāti Whātua o Ōrākei,Ngāti Tamaoho,Ngāti Manuhiri,Ngāti Whanaunga,Ngāti Tamaterā,Ngāti Pāoa,Ngāi Tai ki Tāmaki,Ngāti Hako,Te Ākitai Waiohua | 1.97 | 2 |  |  |  | no | 5 | 3 | 1 | CCTV NOT Available or Over 30 Years Old & Soil Type Available | 3.9949 | 4 | 3 | 3 | 5 | Property Parcels, Schools & Hospitals | 1 | Significant Ecological Area - SEA_T_8343 | 1.5 | 1.875 | 0.12021 | Modelled Flow Data Used & Depth Available | 79.336 | 13
3300 | 3566 | 923983 | 10089231 | 193484 | DSALW | Albany West Branch Sewer TS25 | Gravity | Pipe | Buried | OP | CONC | None | 1992-07-01 |  |  | dwg | NI | Transmission | Legacy | 2 |  |  | 4 | 724 | [5 empty] | 64031 | NA |  | 79.63 |  | WSL |  | Te Kawerau a Maki,Ngāti Whātua,Ngāti Maru,Ngāti Whātua o Kaipara,Ngāti Whātua o Ōrākei,Ngāti Tamaoho,Ngāti Manuhiri,Ngāti Whanaunga,Ngāti Tamaterā,Ngāti Pāoa,Ngāi Tai ki Tāmaki,Ngāti Hako,Te Ākitai Waiohua | 1.21 | 1 |  |  |  | no | 1 | 3 | 1 | CCTV NOT Available or Over 30 Years Old & Soil Type Available | 3.9949 | 4 | 3 | 3 | 5 | Property Parcels, Schools & Hospitals | 1 |  | 1.5 | 1.875 | 0.12021 | Modelled Flow Data Used & Depth Available | 79.6277 | 7
3188 | 3452 | 917202 | 10089232 | 193077 | DSALW | Albany West Branch Sewer TS25 | Gravity | Pipe | Buried | OP | CONC | None | 1992-07-01 |  |  | dwg | NI | Transmission | Legacy | 2 |  |  | 4 | 724 | [5 empty] | 64033 | NA |  | 40.28 |  | WSL |  | Te Kawerau a Maki,Ngāti Whātua,Ngāti Maru,Ngāti Whātua o Kaipara,Ngāti Whātua o Ōrākei,Ngāti Tamaoho,Ngāti Manuhiri,Ngāti Whanaunga,Ngāti Tamaterā,Ngāti Pāoa,Ngāi Tai ki Tāmaki,Ngāti Hako,Te Ākitai Waiohua | 1.21 | 1 |  |  |  | no | 1 | 3 | 1 | CCTV NOT Available or Over 30 Years Old & Soil Type Available | 3.9949 | 4 | 3 | 3 | 5 | Property Parcels, Building Outlines, Schools & Hospitals | 1 |  | 1.5 | 1.875 | 0.12021 | Modelled Flow Data Used & Depth Available | 40.2759 | 7
3137 | 3399 | 914039 | 10089233 | 193241 | DSALW | Albany West Branch Sewer TS25 | Gravity | Pipe | Buried | OP | CONC | None | 1992-07-01 |  |  | dwg | NI | Transmission | Legacy | 2 |  |  | 4 | 724 | [5 empty] | 64034 | NA |  | 89.51 |  | WSL |  | Te Kawerau a Maki,Ngāti Whātua,Ngāti Maru,Ngāti Whātua o Kaipara,Ngāti Whātua o Ōrākei,Ngāti Tamaoho,Ngāti Manuhiri,Ngāti Whanaunga,Ngāti Tamaterā,Ngāti Pāoa,Ngāi Tai ki Tāmaki,Ngāti Hako,Te Ākitai Waiohua | 1.21 | 1 |  |  |  | no | 1 | 3 | 1 | CCTV NOT Available or Over 30 Years Old & Soil Type Available | 3.9944 | 4 | 3 | 3 | 5 | Property Parcels, Building Outlines, Schools & Hospitals | 1 |  | 1.5 | 1.875 | 0.12098 | Modelled Flow Data Used & Depth Available | 89.5097 | 7
3847 | 4124 | 920082 | 10089237 | 82593963 | DSALW | Albany West Branch Sewer TS25 | Gravity | Pipe | Buried | OP | CONC | None | 1992-07-01 |  |  | dwg | NI | Transmission | Legacy | 2 |  |  | 4 | 724 | ASBUILT | ASBUILT | ASBUILT | ASBUILT | CONS | 64037 | NA |  | 70.69 | ASBUILT | WSL |  | Te Kawerau a Maki,Ngāti Whātua,Ngāti Maru,Ngāti Whātua o Kaipara,Ngāti Whātua o Ōrākei,Ngāti Tamaoho,Ngāti Manuhiri,Ngāti Whanaunga,Ngāti Tamaterā,Ngāti Pāoa,Ngāi Tai ki Tāmaki,Ngāti Hako,Te Ākitai Waiohua | 1.21 | 1 |  |  |  | no | 1 | 3 | 1 | CCTV NOT Available or Over 30 Years Old & Soil Type Available | 3.9944 | 4 | 3 | 3 | 5 | Property Parcels, Building Outlines, Schools & Hospitals | 1 |  | 1.5 | 1.875 | 0.12098 | Modelled Flow Data Used & Depth Available | 70.686 | 7
3793 | 4068 | 914042 | 10089235 | 193485 | DSALW | Albany West Branch Sewer TS25 | Gravity | Pipe | Buried | OP | CONC | None | 1992-07-01 |  |  | dwg | NI | Transmission | Legacy | 2 |  |  | 4 | 724 | [5 empty] | 64035 | NA |  | 30.94 |  | WSL |  | Te Kawerau a Maki,Ngāti Whātua,Ngāti Maru,Ngāti Whātua o Kaipara,Ngāti Whātua o Ōrākei,Ngāti Tamaoho,Ngāti Manuhiri,Ngāti Whanaunga,Ngāti Tamaterā,Ngāti Pāoa,Ngāi Tai ki Tāmaki,Ngāti Hako,Te Ākitai Waiohua | 1.21 | 1 |  |  |  | no | 1 | 3 | 1 | CCTV NOT Available or Over 30 Years Old & Soil Type Available | 3.9944 | 4 | 3 | 3 | 5 | Property Parcels, Schools & Hospitals | 1 |  | 1.5 | 1.875 | 0.12098 | Modelled Flow Data Used & Depth Available | 30.944 | 7
3396 | 3665 | 926603 | 10089236 | 193078 | DSALW | Albany West Branch Sewer TS25 | Gravity | Pipe | Buried | OP | CONC | None | 1992-07-01 |  |  | dwg | NI | Transmission | Legacy | 2 |  |  | 4 | 724 | [5 empty] | 64036 | NA |  | 28.77 |  | WSL |  | Te Kawerau a Maki,Ngāti Whātua,Ngāti Maru,Ngāti Whātua o Kaipara,Ngāti Whātua o Ōrākei,Ngāti Tamaoho,Ngāti Manuhiri,Ngāti Whanaunga,Ngāti Tamaterā,Ngāti Pāoa,Ngāi Tai ki Tāmaki,Ngāti Hako,Te Ākitai Waiohua | 1.21 | 1 |  |  |  | no | 1 | 3 | 1 | CCTV NOT Available or Over 30 Years Old & Soil Type Available | 3.9944 | 4 | 3 | 3 | 5 | Property Parcels, Schools & Hospitals | 1 |  | 1.5 | 1.875 | 0.12098 | Modelled Flow Data Used & Depth Available | 28.7726 | 7
4009 | 4287 | 933225 | 10088058 | 195208 | DSKHK | Kahika Branch Sewer TS11 | Gravity | Pipe | Buried | OP | CONC | None | 1961-01-01 |  |  | dwg | NI | Transmission | Legacy | 2 |  |  | 4 | 635 | [5 empty] | 64934 | NA |  | 100.87 |  | WSL |  | Te Kawerau a Maki,Ngāti Whātua,Ngāti Maru,Ngāti Whātua o Ōrākei,Ngāti Tamaoho,Ngāti Manuhiri,Ngāti Whanaunga,Ngāti Tamaterā,Ngāti Pāoa,Ngāi Tai ki Tāmaki,Ngāti Hako,Te Ākitai Waiohua | 2.24 | 2 | 2 | 2015 | te puna wai | no | 1 | 1 | 3 | CCTV Available (0-10 Years Old) & Soil Type Available | 3.9936 | 4 | 3 | 3 | 5 | Property Parcels, Building Outlines, Schools & Hospitals | 1 |  | 1.5 | 1.875 | 0.12251 | Modelled Flow Data Used & Depth Available | 100.8739 | 13
4166 | 4448 | 934735 | 10088059 | 195590 | DSKHK | Kahika Branch Sewer TS11 | Gravity | Pipe | Buried | OP | CONC | None | 1961-01-01 |  |  | dwg | NI | Transmission | Legacy | 2 |  |  | 4 | 635 | [5 empty] | 64935 | NA |  | 73.15 |  | WSL |  | Te Kawerau a Maki,Ngāti Whātua,Ngāti Maru,Ngāti Whātua o Ōrākei,Ngāti Tamaoho,Ngāti Manuhiri,Ngāti Whanaunga,Ngāti Tamaterā,Ngāti Pāoa,Ngāi Tai ki Tāmaki,Ngāti Hako,Te Ākitai Waiohua | 2.24 | 2 | 2 | 2015 | te puna wai | no | 1 | 1 | 3 | CCTV Available (0-10 Years Old) & Soil Type Available | 3.9936 | 4 | 3 | 3 | 5 | Property Parcels, Building Outlines, Schools & Hospitals | 1 |  | 1.5 | 1.875 | 0.12251 | Modelled Flow Data Used & Depth Available | 73.1484 | 13
3453 | 3726 | 934740 | 10088057 | 195434 | DSKHK | Kahika Branch Sewer TS11 | Gravity | Pipe | Buried | OP | CONC | None | 1961-01-01 |  |  | dwg | NI | Transmission | Legacy | 2 |  |  | 4 | 635 | [5 empty] | 64933 | NA |  | 56.96 |  | WSL |  | Te Kawerau a Maki,Ngāti Whātua,Ngāti Maru,Ngāti Whātua o Ōrākei,Ngāti Tamaoho,Ngāti Manuhiri,Ngāti Whanaunga,Ngāti Tamaterā,Ngāti Pāoa,Ngāi Tai ki Tāmaki,Ngāti Hako,Te Ākitai Waiohua | 3 | 3 | 3 | 2015 | te puna wai | no | 1 | 1 | 3 | CCTV Available (0-10 Years Old) & Soil Type Available | 3.9936 | 4 | 3 | 3 | 5 | Property Parcels, Schools & Hospitals | 1 |  | 1.5 | 1.875 | 0.12251 | Modelled Flow Data Used & Depth Available | 56.9649 | 17
3207 | 3471 | 917996 | 10088060 | 195058 | DSKHK | Kahika Branch Sewer TS11 | Gravity | Pipe | Buried | OP | CONC | None | 1961-01-01 |  |  | dwg | NI | Transmission | Legacy | 2 |  |  | 4 | 635 | [5 empty] | 64936 | NA |  | 13.1 |  | WSL |  | Te Kawerau a Maki,Ngāti Whātua,Ngāti Maru,Ngāti Whātua o Ōrākei,Ngāti Tamaoho,Ngāti Manuhiri,Ngāti Whanaunga,Ngāti Tamaterā,Ngāti Pāoa,Ngāi Tai ki Tāmaki,Ngāti Hako,Te Ākitai Waiohua | 2.24 | 2 | 2 | 2015 | te puna wai | no | 1 | 1 | 3 | CCTV Available (0-10 Years Old) & Soil Type Available | 3.9936 | 4 | 3 | 3 | 5 | Property Parcels, Schools & Hospitals | 1 |  | 1.5 | 1.875 | 0.12251 | Modelled Flow Data Used & Depth Available | 13.1044 | 13
125 | 131 | 15476 | 10009290 | 197357 | DSWIN | Western Interceptor | Gravity | Pipe | Buried | OP | CONC | None | 1964-06-30 | 18.62 | 18.3 | dwg | WI | Transmission | Legacy | 1 |  |  | 4 | 1500 | [5 empty] | 78399 | NA |  | 170.5 |  | WSL |  | Waikato,Te Kawerau a Maki,Ngāti Whātua,Ngāti Maru,Ngāti Whātua o Ōrākei,Ngāti Tamaoho,Ngāti Tamaterā,Ngāi Tai ki Tāmaki,Ngāti Hako,Te Ākitai Waiohua | 3 | 3 | 3 | 2016 | te puna wai | no | 1 | 1 | 2 | CCTV Available (0-10 Years Old) & Soil Type Available | 3.99 | 4 | 5 | 5 | 2.5 | Property Parcels, Building Outlines | 1 |  | 5 | 1.355 | 0.41192 | Modelled Flow Data Used & Depth Available | 170.4989 | 17
3899 | 4176 | 923985 | 10089228 | 193076 | DSALW | Albany West Branch Sewer TS25 | Gravity | Pipe | Buried | OP | CONC | None | 1992-07-01 |  |  | dwg | NI | Transmission | Legacy | 2 |  |  | 4 | 724 | [5 empty] | 64028 | NA |  | 71.96 |  | WSL |  | Te Kawerau a Maki,Ngāti Whātua,Ngāti Maru,Ngāti Whātua o Kaipara,Ngāti Whātua o Ōrākei,Ngāti Tamaoho,Ngāti Manuhiri,Ngāti Whanaunga,Ngāti Tamaterā,Ngāti Pāoa,Ngāi Tai ki Tāmaki,Ngāti Hako,Te Ākitai Waiohua | 1.97 | 2 |  |  |  | no | 5 | 3 | 1 | CCTV NOT Available or Over 30 Years Old & Soil Type Available | 3.9897 | 4 | 3 | 3 | 5 | Property Parcels, Building Outlines, Schools & Hospitals | 1 | Significant Ecological Area - SEA_T_8343 | 1.5 | 1.875 | 0.1294 | Modelled Flow Data Used & Depth Available | 71.962 | 13
542 | 565 | 15475 | 10009289 | 197971 | DSWIN | Western Interceptor | Gravity | Pipe | Buried | OP | CONC | None | 1964-06-30 | 18.3 | 18.09 | dwg | WI | Transmission | Legacy | 1 |  |  | 4 | 1600 | [5 empty] | 78398 | NA |  | 157.05 |  | WSL |  | Waikato,Te Kawerau a Maki,Ngāti Whātua,Ngāti Maru,Ngāti Whātua o Ōrākei,Ngāti Tamaoho,Ngāti Tamaterā,Ngāi Tai ki Tāmaki,Ngāti Hako,Te Ākitai Waiohua | 3 | 3 | 3 | 2016 | te puna wai | no | 1 | 3 | 2 | CCTV Available (0-10 Years Old) & Soil Type Available | 3.9869 | 4 | 5 | 5 | 2.5 | Property Parcels, Building Outlines | 1 |  | 5 | 1.355 | 0.41014 | Modelled Flow Data Used & Depth Available | 157.054 | 17
322 | 334 | 17219 | 10007098 | 196299 | DSORM | Orakei Main Sewer | Gravity | Pipe | Buried | OP | BRICK | None | 1911-06-30 | 8.23 | 8.22 | dwg | OM | Transmission | Legacy | 1 |  |  | 4 | 1050 | [5 empty] | 76309 | NA |  | 5.66 |  | WSL |  | Te Kawerau a Maki,Ngāti Whātua,Ngāti Maru,Ngāti Whātua o Ōrākei,Ngāti Tamaoho,Ngāti Tamaterā,Ngāi Tai ki Tāmaki,Ngāti Hako,Te Ākitai Waiohua | 3.08 | 3 | 3 | 2013 | CCTV Footage Review Log South_Latest.xls | no | 1 | 1 | 4 | CCTV Available (10-20 Years Old) & Soil Type Available | 3.983 | 4 | 4 | 4 | 1 |  | 4 | Place Of Historic Heritage - Oakley Creek historic landscape, including stone walls, mill site, historic bridge, Maori occupation site, and karaka trees, Significant Ecological Area - SEA_T_6008, | 5 | 1.11 | 0.8 | Diameter Used For Flow Approximation & Depth Available | 5.6568 | 17
124 | 130 | 15474 | 10009288 | 197753 | DSWIN | Western Interceptor | Gravity | Pipe | Buried | OP | CONC | None | 1964-06-30 | 18.09 | 17.83 | dwg | WI | Transmission | Legacy | 1 |  |  | 4 | 1600 | [5 empty] | 78397 | NA |  | 147.75 |  | WSL |  | Waikato,Te Kawerau a Maki,Ngāti Whātua,Ngāti Maru,Ngāti Whātua o Ōrākei,Ngāti Tamaoho,Ngāti Tamaterā,Ngāi Tai ki Tāmaki,Ngāti Hako,Te Ākitai Waiohua | 3 | 3 | 3 | 2016 | te puna wai | no | 1 | 3 | 2 | CCTV Available (0-10 Years Old) & Soil Type Available | 3.9775 | 4 | 5 | 5 | 2.5 | Property Parcels, Building Outlines | 1 |  | 5 | 1.355 | 0.40467 | Modelled Flow Data Used & Depth Available | 147.7501 | 17
4334 | 4622 | 2627726 | 10096627 | 194162 | DSECL | East Coast Bays Link Sewer | Rising | Pipe | Buried | OP | PE | None | 2016-01-26 | 1.06 | 53.5 | 0.1s | NI | Transmission | T0000898 | 2 |  |  | 4 | 800 | [5 empty] | 64633 | NA |  | 1471.86 |  | WSL |  | Te Kawerau a Maki,Ngāti Whātua,Ngāti Maru,Ngāti Whātua o Ōrākei,Ngāti Tamaoho,Ngāti Manuhiri,Te Patukirikiri,Ngāti Whanaunga,Ngāti Tamaterā,Ngāti Pāoa,Ngāi Tai ki Tāmaki,Ngāti Hako,Te Ākitai Waiohua | 1.76 | 2 |  |  |  | no | 5 | 1 | 1 | CCTV NOT Available or Over 30 Years Old & Soil Type Available | 3.974 | 4 | 4 | 5 | 2 | Public Park & Sports Area | 1 |  | 1.5 | 1.08 | 0.8 | Diameter Used For Flow Approximation & Depth Available | 1471.8563 | 13
4178 | 4462 | 930905 | 10088324 | 82644148 | DSNCT | Northcote Branch Sewer TS8 | Gravity | Pipe | Buried | OP | CONC | None | 1962-01-01 |  |  | dwg | NI | Transmission | Legacy | 2 |  |  | 4 | 550 |  |  |  |  | CONS | 65105 | NA |  | 95.16 |  | WSL |  | Te Kawerau a Maki,Ngāti Whātua,Ngāti Maru,Ngāti Whātua o Ōrākei,Ngāti Tamaoho,Ngāti Manuhiri,Te Patukirikiri,Ngāti Whanaunga,Ngāti Tamaterā,Ngāti Pāoa,Ngāi Tai ki Tāmaki,Ngāti Hako,Te Ākitai Waiohua | 2.41 | 2 |  |  |  | no | 1 | 1 | 3 | CCTV NOT Available or Over 30 Years Old & Soil Type Available | 3.9725 | 4 | 1 | 2 | 5 | Property Parcels, Building Outlines, Schools & Hospitals | 1 |  | 1.5 | 1.815 | 0 | Modelled Flow Data Used & Depth Available | 95.1567 | 13
3380 | 3649 | 932692 | 10088327 | 195944 | DSNCT | Northcote Branch Sewer TS8 | Gravity | Pipe | Buried | OP | CONC | None | 1962-01-01 |  |  | dwg | NI | Transmission | Legacy | 2 |  |  | 4 | 550 | [5 empty] | 65108 | NA |  | 62.17 |  | WSL |  | Te Kawerau a Maki,Ngāti Whātua,Ngāti Maru,Ngāti Whātua o Ōrākei,Ngāti Tamaoho,Ngāti Manuhiri,Te Patukirikiri,Ngāti Whanaunga,Ngāti Tamaterā,Ngāti Pāoa,Ngāi Tai ki Tāmaki,Ngāti Hako,Te Ākitai Waiohua | 2.41 | 2 |  |  |  | no | 1 | 1 | 3 | CCTV NOT Available or Over 30 Years Old & Soil Type Available | 3.9725 | 4 | 1 | 2 | 5 | Property Parcels, Schools & Hospitals | 1 |  | 1.5 | 1.815 | 0 | Modelled Flow Data Used & Depth Available | 62.167 | 13
3635 | 3909 | 906324 | 10088325 | 196099 | DSNCT | Northcote Branch Sewer TS8 | Gravity | Pipe | Buried | OP | CONC | None | 1962-01-01 |  |  | dwg | NI | Transmission | Legacy | 2 |  |  | 4 | 550 | [5 empty] | 65106 | NA |  | 39.39 |  | WSL |  | Te Kawerau a Maki,Ngāti Whātua,Ngāti Maru,Ngāti Whātua o Ōrākei,Ngāti Tamaoho,Ngāti Manuhiri,Te Patukirikiri,Ngāti Whanaunga,Ngāti Tamaterā,Ngāti Pāoa,Ngāi Tai ki Tāmaki,Ngāti Hako,Te Ākitai Waiohua | 2.41 | 2 |  |  |  | no | 1 | 1 | 3 | CCTV NOT Available or Over 30 Years Old & Soil Type Available | 3.9725 | 4 | 1 | 2 | 5 | Property Parcels, Building Outlines, Schools & Hospitals | 1 |  | 1.5 | 1.815 | 0 | Modelled Flow Data Used & Depth Available | 39.3937 | 13
2325 | 2536 | 16495 | 10006645 | 196182 | DSNWL | New Lynn Branch | Gravity | Pipe | Buried | OP | CONC | None | 1958-06-30 | 3.62 | 3.52 | dwg | WI | Transmission | Legacy | 2 |  |  | 4 | 750 | ASBUILT | ASBUILT | ASBUILT | ASBUILT | CONS | 75983 | NA |  | 270.07 | ASBUILT | WSL |  | Waikato,Te Kawerau a Maki,Ngāti Whātua,Ngāti Whātua o Ōrākei,Ngāti Tamaoho,Ngāti Tamaterā,Te Ākitai Waiohua | 2.79 | 3 | 2 | 2018 | CCTV Footage Review Log South_Latest.xls | no | 5 | 3 | 3 | CCTV Available (0-10 Years Old) & Soil Type Available | 3.9718 | 4 | 1 | 3 | 3.5 | Property Parcels, Building Outlines | 4 | NZ River Lines | 5 | 1.82 | 0.0041664 | Modelled Flow Data Used & Depth Available | 270.0674 | 17
4430 | 4726 | 4521896 | 10105297 | 196251 | DSPKE | Pukekohe Branch Sewer | Rising | Pipe | Bridged | OP | MS | None | 2017-08-14 |  |  | 0.1s | SI | Transmission | T0001200 | 2 |  |  | 4 | 650 | [5 empty] | 76846 | NA |  | 16.73 |  | WSL |  | Waikato,Ngāti Maru,Ngāti Tamaoho,Ngāti Hako,Te Ākitai Waiohua | 1 | 1 |  |  |  | no | 1 | 1 | 1 | CCTV NOT Available or Over 30 Years Old & Soil Type Not Available | 3.971 | 4 | 3 | 5 | 5 | Schools & Hospitals | 4 | Aquifer - Franklin Volcanic Aquifer, NZ River Lines | 1.5 | 2.285 | 0.6 | Diameter Used For Flow Approximation & Depth Available | 16.7259 | 7
1663 | 1813 | 15155 | 10004586 | 193406 | DSB09 | Branch 9 Mt Roskill | Gravity | Pipe | Bridged | OP | CONC | None | 1946-06-30 |  | 36.91 | 1.0g | WI | Transmission | GP07034 | 2 |  |  | 4 | 675 | [5 empty] | 74291 | NA |  | 9.64 |  | WSL |  | Waikato,Te Kawerau a Maki,Ngāti Whātua,Ngāti Maru,Ngāti Whātua o Ōrākei,Ngāti Tamaoho,Ngāti Tamaterā,Ngāi Tai ki Tāmaki,Ngāti Hako,Te Ākitai Waiohua | 2.29 | 2 | 2 | 2013 | te puna wai | no | 1 | 1 | 3 | CCTV Available (10-20 Years Old) & Soil Type Not Available | 3.971 | 4 | 3 | 5 | 5 | Schools & Hospitals | 4 | Significant Ecological Area - SEA_T_6097, NZ River Lines | 1.5 | 2.285 | 0.6 | Diameter Used For Flow Approximation & Depth Available | 9.6399 | 13
123 | 129 | 15473 | 10009287 | 197797 | DSWIN | Western Interceptor | Gravity | Pipe | Buried | OP | CONC | None | 1964-06-30 | 17.83 | 17.5 | dwg | WI | Transmission | Legacy | 1 |  |  | 4 | 1600 | [5 empty] | 78396 | NA |  | 213.5 |  | WSL |  | Waikato,Te Kawerau a Maki,Ngāti Whātua,Ngāti Maru,Ngāti Whātua o Ōrākei,Ngāti Tamaoho,Ngāti Tamaterā,Ngāi Tai ki Tāmaki,Ngāti Hako,Te Ākitai Waiohua | 3 | 3 | 3 | 2016 | te puna wai | no | 5 | 3 | 2 | CCTV Available (0-10 Years Old) & Soil Type Available | 3.9671 | 4 | 5 | 5 | 2.5 | Property Parcels, Building Outlines | 1 |  | 5 | 1.355 | 0.39862 | Modelled Flow Data Used & Depth Available | 213.4962 | 17
4640 | 734948 | 5635959 | 0 | 82627999 | DSNCR | Northcote Relief Sewer | Gravity | Pipe | Bridged | OP | ELS | None | 2019-11-25 | 15.6 | 15.48 | 0.1s | NI | Transmission | 2012549 | 2 |  |  |  | 892 | ASBUILT | ASBUILT | ASBUILT | ASBUILT | CONS | 82605496 |  |  | 74.87 | ASBUILT | WSL |  | Te Kawerau a Maki,Ngāti Whātua,Ngāti Maru,Ngāti Whātua o Ōrākei,Ngāti Tamaoho,Ngāti Manuhiri,Te Patukirikiri,Ngāti Whanaunga,Ngāti Tamaterā,Ngāti Pāoa,Ngāi Tai ki Tāmaki,Ngāti Hako,Te Ākitai Waiohua | 1 | 1 |  |  |  | no | 1 | 1 | 1 | CCTV NOT Available or Over 30 Years Old & Soil Type Not Available | 3.965 | 4 | 4 | 5 | 1 |  | 4 | Significant Ecological Area - SEA_T_8229, NZ River Lines | 1.5 | 1.05 | 0.8 | Diameter Used For Flow Approximation & Depth Available | 74.871 | 7
543 | 566 | 15472 | 10009286 | 197356 | DSWIN | Western Interceptor | Gravity | Pipe | Buried | OP | CONC | None | 1964-06-30 | 17.5 | 17.25 | dwg | WI | Transmission | Legacy | 1 |  |  | 4 | 1600 | [5 empty] | 78395 | NA |  | 90.54 |  | WSL |  | Waikato,Te Kawerau a Maki,Ngāti Whātua,Ngāti Maru,Ngāti Whātua o Ōrākei,Ngāti Tamaoho,Ngāti Tamaterā,Ngāi Tai ki Tāmaki,Ngāti Hako,Te Ākitai Waiohua | 3 | 3 | 3 | 2016 | te puna wai | no | 5 | 3 | 2 | CCTV Available (0-10 Years Old) & Soil Type Available | 3.9638 | 4 | 5 | 5 | 2.5 | Property Parcels | 1 |  | 5 | 1.355 | 0.39667 | Modelled Flow Data Used & Depth Available | 90.5388 | 17
4480 | 4777 | 5669706 | 10107499 | 193861 | DSB9C | Branch 9C Carrington | Gravity | Pipe | Bridged | OP | CLS | None | 2017-05-19 | 31.83 | 31.74 | dwg | OM | Transmission | T0001311 | 2 |  |  | 4 | 600 | ASBUILT | ASBUILT | ASBUILT | ASBUILT | CONS | 74539 | NA |  | 13 | ASBUILT | WSL | 2 | Waikato,Te Kawerau a Maki,Ngāti Whātua,Ngāti Maru,Ngāti Whātua o Ōrākei,Ngāti Tamaoho,Ngāti Tamaterā,Ngāi Tai ki Tāmaki,Ngāti Hako,Te Ākitai Waiohua | 1 | 1 |  |  |  | no | 1 | 1 | 1 | CCTV NOT Available or Over 30 Years Old & Soil Type Not Available | 3.9563 | 4 | 1 | 5 | 3.5 | Property Parcels, Building Outlines | 4 | NZ River Lines | 1 | 1.805 | 0.00061129 | Modelled Flow Data Used & Depth Available | 13.0043 | 7
2577 | 2800 | 15919 | 10009475 | 197777 | DSWIR | Wiri Branch | Gravity | Pipe | Buried | OP | CONC | None | 1971-06-30 | 20.08 | 19.58 | dwg | SI | Transmission | Legacy | 2 |  |  | 4 | 600 | [5 empty] | 78577 | NA |  | 127.57 |  | WSL |  | Waikato,Te Kawerau a Maki,Ngāti Maru,Ngāti Tamaoho,Ngāti Whanaunga,Ngāti Tamaterā,Ngāti Pāoa,Ngāi Tai ki Tāmaki,Ngāti Hako,Te Ākitai Waiohua | 2.33 | 2 | 2 | 2011 | te puna wai | no | 5 | 1 | 2 | CCTV Available (10-20 Years Old) & Soil Type Available | 3.9556 | 4 | 2 | 3 | 3.5 | Property Parcels, Building Outlines | 4 | NZ River Lines | 5 | 1.82 | 0.019854 | Modelled Flow Data Used & Depth Available | 127.5736 | 13
3505 | 3778 | 933730 | 10090093 | 194433 | DSECB | East Coast Bays Branch Sewer TS7 | Gravity | Pipe | Buried | OP | CONC | None | 1963-01-01 |  |  | dwg | NI | Transmission | Legacy | 2 |  |  | 4 | 724 | [5 empty] | 64507 | NA |  | 175.28 |  | WSL |  | Te Kawerau a Maki,Ngāti Whātua,Ngāti Maru,Ngāti Whātua o Kaipara,Ngāti Whātua o Ōrākei,Ngāti Tamaoho,Ngāti Manuhiri,Te Patukirikiri,Ngāti Whanaunga,Ngāti Tamaterā,Ngāti Pāoa,Ngāi Tai ki Tāmaki,Ngāti Hako,Te Ākitai Waiohua | 2.24 | 2 | 2 | 2016 | te puna wai | no | 1 | 1 | 3 | CCTV Available (0-10 Years Old) & Soil Type Available | 3.954 | 4 | 3 | 3 | 5 | Property Parcels, NZTA | 1 |  | 1.5 | 1.875 | 0.19296 | Modelled Flow Data Used & Depth Available | 175.2813 | 13
4113 | 4395 | 933726 | 10090092 | 194306 | DSECB | East Coast Bays Branch Sewer TS7 | Gravity | Pipe | Buried | OP | CONC | None | 1963-01-01 |  |  | dwg | NI | Transmission | Legacy | 2 |  |  | 4 | 724 | [5 empty] | 64506 | NA |  | 82.87 |  | WSL |  | Te Kawerau a Maki,Ngāti Whātua,Ngāti Maru,Ngāti Whātua o Kaipara,Ngāti Whātua o Ōrākei,Ngāti Tamaoho,Ngāti Manuhiri,Te Patukirikiri,Ngāti Whanaunga,Ngāti Tamaterā,Ngāti Pāoa,Ngāi Tai ki Tāmaki,Ngāti Hako,Te Ākitai Waiohua | 4 | 4 | 4 | 2016 | te puna wai | no | 1 | 1 | 3 | CCTV Available (0-10 Years Old) & Soil Type Available | 3.954 | 4 | 3 | 3 | 5 | Property Parcels, NZTA | 1 |  | 1.5 | 1.875 | 0.19296 | Modelled Flow Data Used & Depth Available | 82.8671 | 21
1579 | 1716 | 17597 | 10005194 | 194554 | DSCHP | Chapel Branch | Gravity | Pipe | Buried | OP | CONC | None | 1998-01-10 | 16.99 |  | dwg | TE | Transmission | Legacy | 2 |  |  | 4 | 525 | [5 empty] | 74689 | NA |  | 6 |  | WSL |  | Waikato,Ngāti Maru,Ngāti Tamaoho,Ngāti Whanaunga,Ngāti Tamaterā,Ngāti Pāoa,Ngāi Tai ki Tāmaki,Ngāti Hako,Te Ākitai Waiohua | 1.21 | 1 |  |  |  | no | 1 | 3 | 1 | CCTV NOT Available or Over 30 Years Old & Soil Type Available | 3.9494 | 4 | 1 | 2 | 5 | Schools & Hospitals | 1 |  | 1.5 | 1.815 | 0.011698 | Modelled Flow Data Used & Depth Available | 6.0018 | 7
2743 | 2983 | 17845 | 10007894 | 196994 | DSROY | Royal Oak Branch | Gravity | Pipe | Buried | OP | VC | None | 2003-03-30 |  |  | dwg | WI | Transmission | Legacy | 2 |  |  | 4 | 400 | [5 empty] | 77135 | NA |  | 36.86 |  | WSL |  | Waikato,Te Kawerau a Maki,Ngāti Whātua,Ngāti Maru,Ngāti Whātua o Ōrākei,Ngāti Tamaoho,Ngāti Tamaterā,Ngāi Tai ki Tāmaki,Ngāti Hako,Te Ākitai Waiohua | 2 | 2 | 2 | 2014 | te puna wai | no | 5 | 1 | 1 | CCTV Available (0-10 Years Old) & Soil Type Available | 3.9451 | 4 | 2 | 2 | 5 | Schools & Hospitals | 1 |  | 1.5 | 1.815 | 0.022412 | Modelled Flow Data Used & Depth Available | 36.8638 | 13
1736 | 1892 | 17846 | 10007893 | 196697 | DSROY | Royal Oak Branch | Gravity | Pipe | Buried | OP | VC | None | 2003-03-30 |  |  | dwg | WI | Transmission | Legacy | 2 |  |  | 4 | 400 | [5 empty] | 77134 | NA |  | 20.63 |  | WSL |  | Waikato,Te Kawerau a Maki,Ngāti Whātua,Ngāti Maru,Ngāti Whātua o Ōrākei,Ngāti Tamaoho,Ngāti Tamaterā,Ngāi Tai ki Tāmaki,Ngāti Hako,Te Ākitai Waiohua | 1 | 1 | 1 | 2014 | te puna wai | no | 1 | 1 | 1 | CCTV Available (0-10 Years Old) & Soil Type Available | 3.9451 | 4 | 2 | 2 | 5 | Schools & Hospitals | 1 |  | 1.5 | 1.815 | 0.022447 | Modelled Flow Data Used & Depth Available | 20.6263 | 7
3633 | 3907 | 906323 | 10088328 | 195401 | DSNCT | Northcote Branch Sewer TS8 | Gravity | Pipe | Buried | OP | CONC | PVC | 1962-01-01 | 18.06 | 17.14 | dwg | NI | Transmission | Legacy | 2 |  |  | 4 | 550 | [5 empty] | 65109 | NA |  | 117.43 |  | WSL |  | Te Kawerau a Maki,Ngāti Whātua,Ngāti Maru,Ngāti Whātua o Ōrākei,Ngāti Tamaoho,Ngāti Manuhiri,Te Patukirikiri,Ngāti Whanaunga,Ngāti Tamaterā,Ngāti Pāoa,Ngāi Tai ki Tāmaki,Ngāti Hako,Te Ākitai Waiohua | 1 | 1 |  |  |  | no | 1 | 1 | 1 | CCTV NOT Available or Over 30 Years Old & Soil Type Available | 3.9425 | 4 | 1 | 2 | 5 | Property Parcels, Schools & Hospitals | 1 |  | 1 | 1.795 | 0 | Modelled Flow Data Used & Depth Available | 117.4301 | 7
1572 | 1709 | 15258 | 10004503 | 193629 | DSB08 | Branch 8 Mt Albert | Gravity | Pipe | Buried | OP | CONC | None | 1928-06-30 | 26.16 |  | 1.0g | OM | Transmission | GP08031 | 2 |  |  | 4 | 450 | [5 empty] | 74225 | NA |  | 16.69 |  | WSL |  | Waikato,Te Kawerau a Maki,Ngāti Whātua,Ngāti Maru,Ngāti Whātua o Ōrākei,Ngāti Tamaoho,Ngāti Tamaterā,Ngāi Tai ki Tāmaki,Ngāti Hako,Te Ākitai Waiohua | 3.85 | 4 | 2 | 2010 | te puna wai | no | 5 | 1 | 5 | CCTV Available (10-20 Years Old) & Soil Type Available | 3.9421 | 4 | 2 | 2 | 5 | Property Parcels, Schools & Hospitals | 1 | Aquifer - Auckland Isthmus Volcanic Aquifer | 1.5 | 1.815 | 0.024876 | Modelled Flow Data Used & Depth Available | 16.6949 | 21
1960 | 2145 | 17197 | 10008682 | 197086 | DSTEA | Te Atatu Branch | Gravity | Pipe | Buried | OP | CONC | None | 1966-06-30 | 14.24 | 14.06 | dwg | WI | Transmission | Legacy | 2 |  |  | 4 | 525 | [5 empty] | 77867 | NA |  | 84.02 |  | WSL |  | Te Kawerau a Maki,Ngāti Whātua,Ngāti Whātua o Ōrākei,Ngāti Tamaoho,Ngāti Tamaterā,Te Ākitai Waiohua | 2 | 2 | 2 | 2015 | CCTV Footage Review Log South_Latest.xls | no | 1 | 3 | 2 | CCTV Available (0-10 Years Old) & Soil Type Available | 3.9355 | 4 | 1 | 2 | 5 | Property Parcels, NZTA | 1 |  | 1 | 1.795 | 0.0035873 | Modelled Flow Data Used & Depth Available | 84.0235 | 13
1590 | 1731 | 17194 | 10008683 | 197681 | DSTEA | Te Atatu Branch | Gravity | Pipe | Buried | OP | CI | None | 1972-06-30 | 14.36 | 14.24 | dwg | WI | Transmission | Legacy | 2 |  |  | 4 | 525 | [5 empty] | 77868 | NA |  | 47.35 |  | WSL |  | Te Kawerau a Maki,Ngāti Whātua,Ngāti Whātua o Ōrākei,Ngāti Tamaoho,Ngāti Tamaterā,Te Ākitai Waiohua | 3 | 3 | 3 | 2015 | CCTV Footage Review Log South_Latest.xls | no | 1 | 3 | 2 | CCTV Available (0-10 Years Old) & Soil Type Available | 3.9355 | 4 | 1 | 2 | 5 | NZTA | 1 |  | 1 | 1.795 | 0.0035873 | Modelled Flow Data Used & Depth Available | 47.3476 | 17
1292 | 1382 | 16817 | 10008684 | 196941 | DSTEA | Te Atatu Branch | Gravity | Pipe | Buried | OP | CONC | None | 1993-05-31 | 14.59 | 14.4 | dwg | WI | Transmission | Legacy | 2 |  |  | 4 | 450 | [5 empty] | 77869 | NA |  | 39.58 |  | WSL |  | Te Kawerau a Maki,Ngāti Whātua,Ngāti Whātua o Ōrākei,Ngāti Tamaoho,Ngāti Tamaterā,Te Ākitai Waiohua | 2 | 2 | 2 | 2015 | CCTV Footage Review Log South_Latest.xls | no | 1 | 3 | 1 | CCTV Available (0-10 Years Old) & Soil Type Available | 3.9355 | 4 | 1 | 2 | 5 | NZTA | 1 |  | 1 | 1.795 | 0.0035873 | Modelled Flow Data Used & Depth Available | 39.5796 | 13
1293 | 1383 | 16818 | 10008686 | 197087 | DSTEA | Te Atatu Branch | Gravity | Pipe | Buried | OP | CONC | None | 1993-05-31 | 15.37 | 15.14 | dwg | WI | Transmission | Legacy | 2 |  |  | 4 | 450 | [5 empty] | 77871 | NA |  | 118.55 |  | WSL |  | Te Kawerau a Maki,Ngāti Whātua,Ngāti Whātua o Ōrākei,Ngāti Tamaoho,Ngāti Tamaterā,Te Ākitai Waiohua | 1 | 1 | 1 | 2015 | CCTV Footage Review Log South_Latest.xls | no | 1 | 1 | 1 | CCTV Available (0-10 Years Old) & Soil Type Available | 3.9355 | 4 | 1 | 2 | 5 | NZTA | 1 |  | 1 | 1.795 | 0.0035905 | Modelled Flow Data Used & Depth Available | 118.5451 | 7
1123 | 1185 | 16331 | 10004194 | 193304 | DSB03 | Branch 3 Newmarket | Gravity | Pipe | Encased | OP | VC | None | 1918-06-30 | 50.04 |  | dwg | OM | Transmission | DC06039 | 2 |  |  | 4 | 525 | [5 empty] | 74011 | NA |  | 31.4 |  | WSL |  | Waikato,Te Kawerau a Maki,Ngāti Whātua,Ngāti Maru,Ngāti Whātua o Ōrākei,Ngāti Tamaoho,Te Patukirikiri,Ngāti Tamaterā,Ngāti Pāoa,Ngāi Tai ki Tāmaki,Ngāti Hako,Te Ākitai Waiohua | 2.52 | 3 | 1 | 2009 | te puna wai | no | 1 | 1 | 4 | CCTV Available (10-20 Years Old) & Soil Type Available | 3.9323 | 4 | 2 | 2 | 5 | Property Parcels, KiwiRail, Building Outlines | 1 |  | 1.5 | 1.815 | 0.032907 | Modelled Flow Data Used & Depth Available | 31.3965 | 17
15 | 15 | 16167 | 10005980 | 195400 | DSHIN | Howick Interceptor | Gravity | Pipe | Buried | OP | CONC | None | 1964-06-30 | 16.72 | 16.43 | dwg | HI | Transmission | Legacy | 1 |  |  | 4 | 600 | ASBUILT | ASBUILT | ASBUILT | ASBUILT | CONS | 75457 | NA |  | 115.39 | ASBUILT | WSL |  | Waikato,Ngāti Maru,Ngāti Tamaoho,Ngāti Whanaunga,Ngāti Tamaterā,Ngāti Pāoa,Ngāi Tai ki Tāmaki,Ngāti Hako,Te Ākitai Waiohua | 2.27 | 2 | 2 | 2015 | CCTV Footage Review Log South_Latest.xls | no | 5 | 1 | 2 | CCTV Available (0-10 Years Old) & Soil Type Available | 3.9319 | 4 | 2 | 3 | 3.5 | Property Parcels, Building Outlines | 4 | NZ River Lines | 5 | 1.82 | 0.039126 | Modelled Flow Data Used & Depth Available | 115.3898 | 13
4073 | 4352 | 932971 | 10088333 | 196101 | DSNCT | Northcote Branch Sewer TS8 | Gravity | Pipe | Buried | OP | CONC | PVC | 1958-01-01 | 20.88 | 20.01 | dwg | NI | Transmission | Legacy | 2 |  |  | 4 | 490 | [5 empty] | 65115 | NA |  | 85.32 |  | WSL |  | Te Kawerau a Maki,Ngāti Whātua,Ngāti Maru,Ngāti Whātua o Ōrākei,Ngāti Tamaoho,Ngāti Manuhiri,Te Patukirikiri,Ngāti Whanaunga,Ngāti Tamaterā,Ngāti Pāoa,Ngāi Tai ki Tāmaki,Ngāti Hako,Te Ākitai Waiohua | 1.97 | 2 |  |  |  | no | 5 | 3 | 1 | CCTV NOT Available or Over 30 Years Old & Soil Type Available | 3.9306 | 4 | 1 | 2 | 5 | Property Parcels, Building Outlines, Schools & Hospitals | 1 |  | 1 | 1.795 | 0.0061256 | Modelled Flow Data Used & Depth Available | 85.3189 | 13
4044 | 4323 | 932970 | 10088332 | 195402 | DSNCT | Northcote Branch Sewer TS8 | Gravity | Pipe | Buried | OP | CONC | PVC | 1958-01-01 | 20.01 | 19.48 | dwg | NI | Transmission | Legacy | 2 |  |  | 4 | 490 | [5 empty] | 65114 | NA |  | 54.08 |  | WSL |  | Te Kawerau a Maki,Ngāti Whātua,Ngāti Maru,Ngāti Whātua o Ōrākei,Ngāti Tamaoho,Ngāti Manuhiri,Te Patukirikiri,Ngāti Whanaunga,Ngāti Tamaterā,Ngāti Pāoa,Ngāi Tai ki Tāmaki,Ngāti Hako,Te Ākitai Waiohua | 1.97 | 2 |  |  |  | no | 5 | 3 | 1 | CCTV NOT Available or Over 30 Years Old & Soil Type Available | 3.9306 | 4 | 1 | 2 | 5 | Schools & Hospitals | 1 |  | 1 | 1.795 | 0.0061256 | Modelled Flow Data Used & Depth Available | 54.0779 | 13
3212 | 3476 | 918234 | 10088331 | 195945 | DSNCT | Northcote Branch Sewer TS8 | Gravity | Pipe | Buried | OP | CONC | PVC | 1958-01-01 | 19.48 | 19.34 | dwg | NI | Transmission | Legacy | 2 |  |  | 4 | 490 | [5 empty] | 65113 | NA |  | 16.66 |  | WSL |  | Te Kawerau a Maki,Ngāti Whātua,Ngāti Maru,Ngāti Whātua o Ōrākei,Ngāti Tamaoho,Ngāti Manuhiri,Te Patukirikiri,Ngāti Whanaunga,Ngāti Tamaterā,Ngāti Pāoa,Ngāi Tai ki Tāmaki,Ngāti Hako,Te Ākitai Waiohua | 1.76 | 2 |  |  |  | no | 5 | 1 | 1 | CCTV NOT Available or Over 30 Years Old & Soil Type Available | 3.9276 | 4 | 1 | 2 | 5 | Schools & Hospitals | 1 |  | 1 | 1.795 | 0.007657 | Modelled Flow Data Used & Depth Available | 16.6586 | 13
1654 | 1801 | 15209 | 10004916 | 193881 | DSB9A | Branch 9A Owairaka | Gravity | Pipe | Buried | OP | CONC | None | 1965-06-30 | 42.83 | 42.56 | dwg | WI | Transmission | Legacy | 2 |  |  | 4 | 450 | [5 empty] | 74475 | NA |  | 116.39 |  | WSL |  | Waikato,Te Kawerau a Maki,Ngāti Whātua,Ngāti Maru,Ngāti Whātua o Ōrākei,Ngāti Tamaoho,Ngāti Tamaterā,Ngāi Tai ki Tāmaki,Ngāti Hako,Te Ākitai Waiohua | 2.33 | 2 | 2 | 2012 | te puna wai | no | 5 | 1 | 2 | CCTV Available (10-20 Years Old) & Soil Type Available | 3.9254 | 4 | 1 | 2 | 5 | Property Parcels, KiwiRail, Building Outlines | 1 | Aquifer - Auckland Isthmus Volcanic Aquifer | 1 | 1.795 | 0.0088251 | Modelled Flow Data Used & Depth Available | 116.3855 | 13
1650 | 1797 | 15208 | 10004915 | 193493 | DSB9A | Branch 9A Owairaka | Gravity | Pipe | Buried | OP | CONC | None | 1965-06-30 | 42.56 | 42.31 | dwg | WI | Transmission | Legacy | 2 |  |  | 4 | 450 | [5 empty] | 74474 | NA |  | 114.82 |  | WSL |  | Waikato,Te Kawerau a Maki,Ngāti Whātua,Ngāti Maru,Ngāti Whātua o Ōrākei,Ngāti Tamaoho,Ngāti Tamaterā,Ngāi Tai ki Tāmaki,Ngāti Hako,Te Ākitai Waiohua | 2.33 | 2 | 2 | 2012 | te puna wai | no | 5 | 1 | 2 | CCTV Available (10-20 Years Old) & Soil Type Available | 3.9252 | 4 | 1 | 2 | 5 | Property Parcels, KiwiRail, Building Outlines | 1 | Aquifer - Auckland Isthmus Volcanic Aquifer | 1 | 1.795 | 0.0089249 | Modelled Flow Data Used & Depth Available | 114.8157 | 13
4130 | 4412 | 932965 | 10088330 | 195557 | DSNCT | Northcote Branch Sewer TS8 | Gravity | Pipe | Buried | OP | CONC | PVC | 1958-01-01 | 19.34 | 18.5 | dwg | NI | Transmission | Legacy | 2 |  |  | 4 | 550 | [5 empty] | 65112 | NA |  | 102.28 |  | WSL |  | Te Kawerau a Maki,Ngāti Whātua,Ngāti Maru,Ngāti Whātua o Ōrākei,Ngāti Tamaoho,Ngāti Manuhiri,Te Patukirikiri,Ngāti Whanaunga,Ngāti Tamaterā,Ngāti Pāoa,Ngāi Tai ki Tāmaki,Ngāti Hako,Te Ākitai Waiohua | 1.76 | 2 |  |  |  | no | 5 | 1 | 1 | CCTV NOT Available or Over 30 Years Old & Soil Type Available | 3.9202 | 4 | 1 | 2 | 5 | Property Parcels, Schools & Hospitals | 1 |  | 1 | 1.795 | 0.011485 | Modelled Flow Data Used & Depth Available | 102.281 | 13
2034 | 2229 | 17823 | 10007883 | 196953 | DSROD | Royal Oak Diversion | Gravity | Pipe | Buried | OP | PE | None | 2003-12-09 | 46.08 | 35.4 | 1.0g | WI | Transmission | GP07068 | 2 |  |  | 4 | 500 | [5 empty] | 77124 | NA |  | 399.95 |  | WSL |  | Waikato,Te Kawerau a Maki,Ngāti Whātua,Ngāti Maru,Ngāti Whātua o Ōrākei,Ngāti Tamaoho,Ngāti Tamaterā,Ngāi Tai ki Tāmaki,Ngāti Hako,Te Ākitai Waiohua | 2 | 2 | 2 | 2008 | te puna wai | no | 1 | 1 | 1 | CCTV Available (10-20 Years Old) & Soil Type Available | 3.92 | 4 | 2 | 2 | 5 | Property Parcels, KiwiRail, Building Outlines | 1 | Place Of Historic Heritage - Monte Cecilia Park Historic Heritage Area, Aquifer - Onehunga Volcanic Aquifer | 1 | 1.795 | 0.018857 | Modelled Flow Data Used & Depth Available | 399.9506 | 13
634 | 658 | 2662352 | 10096554 | 194920 | DSHI2 | Howick Interceptor 2 | Rising | Pipe | In Pipe | OP | PE | None | 2015-06-30 | 6.09 | 9.87 | 0.1s | HI | Transmission | T0000897 | 1 |  |  | 4 | 900 | [5 empty] | 75344 | NA |  | 325.14 |  | WSL |  | Waikato,Te Kawerau a Maki,Ngāti Whātua,Ngāti Maru,Ngāti Whātua o Ōrākei,Ngāti Tamaoho,Ngāti Whanaunga,Ngāti Tamaterā,Ngāti Pāoa,Ngāi Tai ki Tāmaki,Ngāti Hako,Te Ākitai Waiohua | 1 | 1 |  |  |  | no | 1 | 1 | 1 | CCTV NOT Available or Over 30 Years Old & Soil Type Available | 3.9185 | 4 | 4 | 5 | 1 |  | 1 | Ocean Intercept | 5 | 0.895 | 0.8 | Diameter Used For Flow Approximation & Depth Available | 325.169 | 7
4827 | 766575 | 5874397 | 0 | 1 | DSHI2 | Howick Interceptor 2 | Gravity | Pipe | Bridged | OP | PE | None | 2021-11-13 |  |  | dwg | EI | Transmission | 2012856.02 | 1 |  |  |  | 900 | ASBUILT | ASBUILT | ASBUILT | ASBUILT | CONS |  |  |  | 129.16 | ASBUILT | WSL |  |  | 1 | 1 |  |  |  | no | 1 | 1 | 1 | CCTV NOT Available or Over 30 Years Old & Soil Type Not Available | 3.9185 | 4 | 4 | 5 | 1 |  | 1 | Ocean Intercept, Place Of Historic Heritage - Panmure Swing Bridge site, including abutments and swivel section R11_1708 | 5 | 0.895 | 0.8 | Diameter Used For Flow Approximation & Depth Available | 125.1945 | 7
4833 | 766727 | 5874404 | 0 | 1 | DSHI2 | Howick Interceptor 2 | Gravity | Pipe | Bridged | OP | PE | None | 2021-11-13 |  |  | dwg | EI | Transmission | 2012856.02 | 1 |  |  |  | 900 | ASBUILT | ASBUILT | ASBUILT | ASBUILT | CONS |  |  |  | 64.33 | ASBUILT | WSL |  |  | 1 | 1 |  |  |  | no | 1 | 1 | 1 | CCTV NOT Available or Over 30 Years Old & Soil Type Not Available | 3.9185 | 4 | 4 | 5 | 1 |  | 1 | Ocean Intercept | 5 | 0.895 | 0.8 | Diameter Used For Flow Approximation & Depth Available | 64.3273 | 7
320 | 332 | 17217 | 10007097 | 195870 | DSORM | Orakei Main Sewer | Gravity | Pipe | Bridged | OP | BRICK | None | 1911-06-30 | 8.26 | 8.23 | dwg | OM | Transmission | Legacy | 1 |  |  | 4 | 1050 | [5 empty] | 76310 | NA |  | 24.01 |  | WSL |  | Te Kawerau a Maki,Ngāti Whātua,Ngāti Maru,Ngāti Whātua o Ōrākei,Ngāti Tamaoho,Ngāti Tamaterā,Ngāi Tai ki Tāmaki,Ngāti Hako,Te Ākitai Waiohua | 3.08 | 3 | 3 | 2013 | CCTV Footage Review Log South_Latest.xls | no | 1 | 1 | 4 | CCTV Available (10-20 Years Old) & Soil Type Not Available | 3.9185 | 4 | 4 | 5 | 1 |  | 1 | Place Of Historic Heritage - Oakley Creek historic landscape, including stone walls, mill site, historic bridge, Maori occupation site, and karaka trees, Significant Ecological Area - SEA_T_6008 | 5 | 0.895 | 0.8 | Diameter Used For Flow Approximation & Depth Available | 24.0058 | 17
4014 | 4292 | 932210 | 10088920 | 197409 | DSTPW | Takapuna West Branch Sewer TS3 | Gravity | Pipe | Bridged | OP | SS | None | 2002-06-07 |  |  | dwg | NI | Transmission | Legacy | 2 |  |  | 4 | 800 | [5 empty] | 65446 | NA |  | 13.65 |  | WSL |  | Ngāti Tamaoho,Ngāti Manuhiri,Te Patukirikiri,Ngāti Whanaunga,Ngāti Tamaterā,Ngāti Pāoa,Ngāi Tai ki Tāmaki | 1 | 1 | 1 | 2016 | te puna wai | no | 1 | 1 | 1 | CCTV Available (0-10 Years Old) & Soil Type Not Available | 3.9185 | 4 | 4 | 5 | 1 |  | 1 | Ocean Intercept, Significant Ecological Area - SEA-M2-60a | 5 | 0.895 | 0.8 | Diameter Used For Flow Approximation & Depth Available | 13.6453 | 7
2335 | 2546 | 302815 | 10003350 | 192969 | DPONE | PS 23 Hillsborough | Rising | Pipe | Buried | OP | PE | None | 2008-10-01 |  |  | 0.5m | WI | Transmission | DU2603 | 2 |  |  | 4 | 800 | [5 empty] | 71489 | NA |  | 8.8 |  | WSL |  | Waikato,Te Kawerau a Maki,Ngāti Whātua,Ngāti Maru,Ngāti Whātua o Ōrākei,Ngāti Tamaoho,Ngāti Tamaterā,Ngāi Tai ki Tāmaki,Ngāti Hako,Te Ākitai Waiohua | 1 | 1 |  |  |  | no | 1 | 1 | 1 | CCTV NOT Available or Over 30 Years Old & Soil Type Available | 3.9185 | 4 | 4 | 5 | 1 | Safe Swim Beach | 1 | Ocean Intercept | 5 | 0.895 | 0.8 | Diameter Used For Flow Approximation & Depth Available | 8.8046 | 7
160 | 170 | 16132 | 10005909 | 195453 | DSHIN | Howick Interceptor | Gravity | Pipe | Bridged | OP | CONC | None | 1964-06-30 | 4.01 | 4.01 | dwg | HI | Transmission | Legacy | 1 |  |  | 4 | 1050 | [5 empty] | 75387 | NA |  | 5.06 |  | WSL |  | Waikato,Ngāti Maru,Ngāti Tamaoho,Ngāti Whanaunga,Ngāti Tamaterā,Ngāti Pāoa,Ngāi Tai ki Tāmaki,Ngāti Hako,Te Ākitai Waiohua | 2 | 2 | 2 | 2015 | CCTV Footage Review Log South_Latest.xls | no | 1 | 1 | 2 | CCTV Available (0-10 Years Old) & Soil Type Not Available | 3.9185 | 4 | 4 | 5 | 1 |  | 1 |  | 5 | 0.895 | 0.8 | Diameter Used For Flow Approximation & Depth Available | 5.0588 | 13
4033 | 4311 | 932878 | 10087987 | 194963 | DSHLA | Hillcrest A Branch Sewer TS15A | Gravity | Pipe | Buried | OP | PE | None | 2008-03-05 | 22.58 | 21.72 | dwg | NI | Transmission | Legacy | 2 |  |  | 4 | 550 | [5 empty] | 64871 | NA |  | 201.43 |  | WSL |  | Te Kawerau a Maki,Ngāti Whātua,Ngāti Maru,Ngāti Whātua o Ōrākei,Ngāti Tamaoho,Ngāti Manuhiri,Te Patukirikiri,Ngāti Whanaunga,Ngāti Tamaterā,Ngāti Pāoa,Ngāi Tai ki Tāmaki,Ngāti Hako,Te Ākitai Waiohua | 1.12 | 1 | 1 | 2018 | te puna wai | no | 1 | 3 | 1 | CCTV Available (0-10 Years Old) & Soil Type Available | 3.9172 | 4 | 1 | 2 | 5 | Schools & Hospitals | 1 |  | 1 | 1.795 | 0.013017 | Modelled Flow Data Used & Depth Available | 201.4296 | 7
200 | 212 | 15966 | 10008415 | 197163 | DSSWI | Southwestern Interceptor | Gravity | Pipe | Buried | OP | CONC | None | 1981-06-30 | 8.38 | 8.22 | dwg | SW | Transmission | Legacy | 1 |  |  | 4 | 2550 | [5 empty] | 77563 | NA |  | 255.89 |  | WSL |  | Waikato,Te Kawerau a Maki,Ngāti Maru,Ngāti Tamaoho,Ngāti Whanaunga,Ngāti Tamaterā,Ngāi Tai ki Tāmaki,Ngāti Hako,Te Ākitai Waiohua | 3 | 3 | 3 | 2016 | te puna wai | no | 1 | 1 | 2 | CCTV Available (0-10 Years Old) & Soil Type Available | 3.9169 | 4 | 5 | 5 | 3.5 | Property Parcels, Building Outlines | 1 |  | 1 | 1.525 | 0.25941 | Modelled Flow Data Used & Depth Available | 255.8864 | 17
2520 | 2740 | 15045 | 10005589 | 194472 | DSGLD | Glendowie Branch | Gravity | Pipe | Buried | OP | CONC | None | 1966-06-30 | 24.17 | 23.82 | dwg | EI | Transmission | Legacy | 2 |  |  | 4 | 450 | [5 empty] | 75049 | NA |  | 117.43 |  | WSL |  | Waikato,Te Kawerau a Maki,Ngāti Whātua,Ngāti Maru,Ngāti Whātua o Ōrākei,Ngāti Tamaoho,Te Patukirikiri,Ngāti Whanaunga,Ngāti Tamaterā,Ngāti Pāoa,Ngāi Tai ki Tāmaki,Ngāti Hako,Te Ākitai Waiohua | 3 | 3 | 3 | 2011 | CCTV Footage Review Log South_Latest.xls | no | 1 | 1 | 2 | CCTV Available (10-20 Years Old) & Soil Type Available | 3.9168 | 4 | 1 | 2 | 5 | Property Parcels, Building Outlines, Schools & Hospitals | 1 |  | 1 | 1.795 | 0.013223 | Modelled Flow Data Used & Depth Available | 117.4263 | 17
2519 | 2739 | 15048 | 10005590 | 194824 | DSGLD | Glendowie Branch | Gravity | Pipe | Buried | OP | CONC | None | 1966-06-30 | 24.52 | 24.17 | dwg | EI | Transmission | Legacy | 2 |  |  | 4 | 450 | [5 empty] | 75050 | NA |  | 118.3 |  | WSL |  | Waikato,Te Kawerau a Maki,Ngāti Whātua,Ngāti Maru,Ngāti Whātua o Ōrākei,Ngāti Tamaoho,Te Patukirikiri,Ngāti Whanaunga,Ngāti Tamaterā,Ngāti Pāoa,Ngāi Tai ki Tāmaki,Ngāti Hako,Te Ākitai Waiohua | 3 | 3 | 3 | 2011 | CCTV Footage Review Log South_Latest.xls | no | 1 | 1 | 2 | CCTV Available (10-20 Years Old) & Soil Type Available | 3.9168 | 4 | 1 | 2 | 5 | Property Parcels, Schools & Hospitals | 1 |  | 1 | 1.795 | 0.013226 | Modelled Flow Data Used & Depth Available | 118.2959 | 17
706 | 739 | 15047 | 10005591 | 194621 | DSGLD | Glendowie Branch | Gravity | Pipe | Buried | OP | CONC | None | 1966-06-30 | 24.77 | 24.52 | dwg | EI | Transmission | Legacy | 2 |  |  | 4 | 450 | [5 empty] | 75051 | NA |  | 82.37 |  | WSL |  | Waikato,Te Kawerau a Maki,Ngāti Whātua,Ngāti Maru,Ngāti Whātua o Ōrākei,Ngāti Tamaoho,Te Patukirikiri,Ngāti Whanaunga,Ngāti Tamaterā,Ngāti Pāoa,Ngāi Tai ki Tāmaki,Ngāti Hako,Te Ākitai Waiohua | 3 | 3 | 3 | 2011 | CCTV Footage Review Log South_Latest.xls | no | 1 | 1 | 2 | CCTV Available (10-20 Years Old) & Soil Type Available | 3.9168 | 4 | 1 | 2 | 5 | Property Parcels, Schools & Hospitals | 1 |  | 1 | 1.795 | 0.013226 | Modelled Flow Data Used & Depth Available | 82.37 | 17
705 | 738 | 15046 | 10005592 | 194978 | DSGLD | Glendowie Branch | Gravity | Pipe | Buried | OP | CONC | None | 1966-06-30 | 24.87 | 24.77 | dwg | EI | Transmission | Legacy | 2 |  |  | 4 | 450 | [5 empty] | 75052 | NA |  | 31.8 |  | WSL |  | Waikato,Te Kawerau a Maki,Ngāti Whātua,Ngāti Maru,Ngāti Whātua o Ōrākei,Ngāti Tamaoho,Te Patukirikiri,Ngāti Whanaunga,Ngāti Tamaterā,Ngāti Pāoa,Ngāi Tai ki Tāmaki,Ngāti Hako,Te Ākitai Waiohua | 3 | 3 | 3 | 2011 | CCTV Footage Review Log South_Latest.xls | no | 1 | 1 | 2 | CCTV Available (10-20 Years Old) & Soil Type Available | 3.9168 | 4 | 1 | 2 | 5 | Property Parcels, Building Outlines, Schools & Hospitals | 1 |  | 1 | 1.795 | 0.013226 | Modelled Flow Data Used & Depth Available | 31.7974 | 17
2525 | 2745 | 15036 | 10005580 | 194975 | DSGLD | Glendowie Branch | Gravity | Pipe | Buried | OP | CONC | None | 1966-06-30 | 6.52 | 6.39 | dwg | EI | Transmission | Legacy | 2 |  |  | 4 | 450 | [5 empty] | 75040 | NA |  | 64.58 |  | WSL |  | Waikato,Te Kawerau a Maki,Ngāti Whātua,Ngāti Maru,Ngāti Whātua o Ōrākei,Ngāti Tamaoho,Te Patukirikiri,Ngāti Whanaunga,Ngāti Tamaterā,Ngāti Pāoa,Ngāi Tai ki Tāmaki,Ngāti Hako,Te Ākitai Waiohua | 3 | 3 | 3 | 2011 | CCTV Footage Review Log South_Latest.xls | no | 1 | 3 | 2 | CCTV Available (10-20 Years Old) & Soil Type Available | 3.9148 | 4 | 1 | 2 | 5 | Property Parcels, Building Outlines, Schools & Hospitals | 1 |  | 1 | 1.795 | 0.01424 | Modelled Flow Data Used & Depth Available | 64.5811 | 17
2526 | 2746 | 15035 | 10005579 | 194618 | DSGLD | Glendowie Branch | Gravity | Pipe | Buried | OP | CONC | None | 1966-06-30 | 6.39 | 6.29 | dwg | EI | Transmission | Legacy | 2 |  |  | 4 | 450 | [5 empty] | 75039 | NA |  | 49.95 |  | WSL |  | Waikato,Te Kawerau a Maki,Ngāti Whātua,Ngāti Maru,Ngāti Whātua o Ōrākei,Ngāti Tamaoho,Te Patukirikiri,Ngāti Whanaunga,Ngāti Tamaterā,Ngāti Pāoa,Ngāi Tai ki Tāmaki,Ngāti Hako,Te Ākitai Waiohua | 3 | 3 | 3 | 2011 | CCTV Footage Review Log South_Latest.xls | no | 1 | 3 | 2 | CCTV Available (10-20 Years Old) & Soil Type Available | 3.9148 | 4 | 1 | 2 | 5 | Property Parcels, Schools & Hospitals | 1 |  | 1 | 1.795 | 0.01424 | Modelled Flow Data Used & Depth Available | 49.949 | 17
2521 | 2741 | 15044 | 10005588 | 194977 | DSGLD | Glendowie Branch | Gravity | Pipe | Tunnelled | OP | CONC | None | 1966-06-30 | 23.82 | 22.98 | dwg | EI | Transmission | Legacy | 2 |  |  | 4 | 450 | [5 empty] | 75048 | NA |  | 335.31 |  | WSL |  | Waikato,Te Kawerau a Maki,Ngāti Whātua,Ngāti Maru,Ngāti Whātua o Ōrākei,Ngāti Tamaoho,Te Patukirikiri,Ngāti Whanaunga,Ngāti Tamaterā,Ngāti Pāoa,Ngāi Tai ki Tāmaki,Ngāti Hako,Te Ākitai Waiohua | 3 | 3 | 3 | 2011 | CCTV Footage Review Log South_Latest.xls | no | 1 | 1 | 2 | CCTV Available (10-20 Years Old) & Soil Type Available | 3.9148 | 4 | 1 | 2 | 5 | Property Parcels, Building Outlines, Schools & Hospitals | 1 |  | 1 | 1.795 | 0.014243 | Modelled Flow Data Used & Depth Available | 335.3066 | 17
238 | 250 | 25087 | 10008369 | 196979 | DSSWI | Southwestern Interceptor | Gravity | Pipe | Tunnelled | OP | CONC | None | 1977-06-30 | 3.24 |  | dwg | SW | Transmission | Legacy | 1 |  |  | 4 | 2550 | [5 empty] | 77523 | NA |  | 258.69 |  | WSL |  | Waikato,Te Kawerau a Maki,Ngāti Maru,Ngāti Tamaoho,Ngāti Tamaterā,Ngāi Tai ki Tāmaki,Ngāti Hako,Te Ākitai Waiohua | 1.92 | 2 |  |  |  | no | 1 | 3 | 2 | CCTV NOT Available or Over 30 Years Old & Soil Type Available | 3.9145 | 4 | 5 | 5 | 3.5 | Property Parcels, Building Outlines | 1 |  | 1.5 | 1.54 | 0.24619 | Modelled Flow Data Used & Depth Available | 258.6858 | 13
571 | 594 | 16782 | 10007050 | 195710 | DSORM | Orakei Main Sewer | Gravity | Pipe | Buried | OP | BRICK | None | 1911-06-30 | 2.15 | 2.11 | dwg | OM | Transmission | Legacy | 1 |  |  | 4 | 2100 | [5 empty] | 76244 | NA |  | 109.99 |  | WSL |  | Waikato,Te Kawerau a Maki,Ngāti Whātua,Ngāti Maru,Ngāti Whātua o Ōrākei,Ngāti Tamaoho,Te Patukirikiri,Ngāti Tamaterā,Ngāti Pāoa,Ngāi Tai ki Tāmaki,Ngāti Hako,Te Ākitai Waiohua | 3.34 | 3 | 2 | 2013 | CCTV Footage Review Log South_Latest.xls | no | 5 | 1 | 4 | CCTV Available (10-20 Years Old) & Soil Type Available | 3.9124 | 4 | 5 | 5 | 2.5 | Property Parcels, Building Outlines | 1 | Significant Ecological Area - SEA_T_6062 | 5 | 1.355 | 0.36676 | Modelled Flow Data Used & Depth Available | 109.9905 | 17
2023 | 2213 | 24375 | 10009014 | 197608 | DSTRC | Tararata Creek Branch | Gravity | Pipe | Buried | OP | PE | None | 2005-06-30 | 7.61 | 6.58 | dwg | EI | Transmission | Legacy | 2 |  |  | 4 | 450 | [5 empty] | 78106 | NA |  | 78.02 |  | WSL |  | Waikato,Te Kawerau a Maki,Ngāti Maru,Ngāti Whātua o Ōrākei,Ngāti Tamaoho,Ngāti Tamaterā,Ngāi Tai ki Tāmaki,Ngāti Hako,Te Ākitai Waiohua | 1.21 | 1 |  |  |  | no | 1 | 3 | 1 | CCTV NOT Available or Over 30 Years Old & Soil Type Available | 3.912 | 4 | 1 | 2 | 5 | Property Parcels, Schools & Hospitals | 1 |  | 1 | 1.795 | 0.01572 | Modelled Flow Data Used & Depth Available | 78.0219 | 7
1706 | 1859 | 17326 | 10008297 | 196819 | DSSP1 | Sylvia Park Rising Main 1 | Gravity | Pipe | Buried | OP | CONC | None | 1997-06-30 | 12.35 | 11.65 | dwg | EI | Transmission | Legacy | 2 |  |  | 4 | 450 | [5 empty] | 77440 | NA |  | 87.65 |  | WSL |  | Waikato,Te Kawerau a Maki,Ngāti Whātua,Ngāti Maru,Ngāti Whātua o Ōrākei,Ngāti Tamaoho,Ngāti Tamaterā,Ngāti Pāoa,Ngāi Tai ki Tāmaki,Ngāti Hako,Te Ākitai Waiohua | 3 | 3 | 3 | 2021 | CCTV Footage Review Log South_Latest.xls | no | 1 | 3 | 1 | CCTV Available (0-10 Years Old) & Soil Type Available | 3.9111 | 4 | 2 | 2 | 5 | NZTA | 1 |  | 1 | 1.795 | 0.026311 | Modelled Flow Data Used & Depth Available | 87.655 | 17
1705 | 1858 | 17325 | 10008298 | 197143 | DSSP1 | Sylvia Park Rising Main 1 | Gravity | Pipe | Buried | OP | CONC | None | 1997-06-30 | 12.98 | 12.4 | dwg | EI | Transmission | Legacy | 2 |  |  | 4 | 450 | [5 empty] | 77441 | NA |  | 68.91 |  | WSL |  | Waikato,Te Kawerau a Maki,Ngāti Whātua,Ngāti Maru,Ngāti Whātua o Ōrākei,Ngāti Tamaoho,Ngāti Tamaterā,Ngāti Pāoa,Ngāi Tai ki Tāmaki,Ngāti Hako,Te Ākitai Waiohua | 3 | 3 | 3 | 2021 | CCTV Footage Review Log South_Latest.xls | no | 1 | 3 | 1 | CCTV Available (0-10 Years Old) & Soil Type Available | 3.9111 | 4 | 2 | 2 | 5 | NZTA | 1 |  | 1 | 1.795 | 0.026315 | Modelled Flow Data Used & Depth Available | 68.9106 | 17
738 | 774 | 17027 | 10009011 | 197892 | DSTRC | Tararata Creek Branch | Gravity | Pipe | Buried | OP | CONC | None | 1962-06-30 | 4.94 | 4.64 | 1.0g | EI | Transmission | GP07030 | 2 |  |  | 4 | 470 | [5 empty] | 78103 | NA |  | 76.96 |  | WSL |  | Waikato,Te Kawerau a Maki,Ngāti Maru,Ngāti Whātua o Ōrākei,Ngāti Tamaoho,Ngāti Tamaterā,Ngāi Tai ki Tāmaki,Ngāti Hako,Te Ākitai Waiohua | 2.16 | 2 | 1 | 2009 | te puna wai | no | 1 | 3 | 3 | CCTV Available (10-20 Years Old) & Soil Type Available | 3.911 | 4 | 1 | 2 | 5 | Property Parcels, Schools & Hospitals | 1 |  | 1 | 1.795 | 0.016196 | Modelled Flow Data Used & Depth Available | 76.964 | 13
1494 | 1598 | 15413 | 10004626 | 193422 | DSB09 | Branch 9 Mt Roskill | Gravity | Pipe | Buried | OP | CONC | None | 1965-06-30 | 51.77 | 51.43 | dwg | WI | Transmission | Legacy | 2 |  |  | 4 | 450 | [5 empty] | 74332 | NA |  | 44.68 |  | WSL |  | Waikato,Te Kawerau a Maki,Ngāti Whātua,Ngāti Maru,Ngāti Whātua o Ōrākei,Ngāti Tamaoho,Ngāti Tamaterā,Ngāi Tai ki Tāmaki,Ngāti Hako,Te Ākitai Waiohua | 2.27 | 2 | 2 | 2016 | CCTV Footage Review Log South_Latest.xls | no | 5 | 1 | 2 | CCTV Available (0-10 Years Old) & Soil Type Available | 3.9107 | 4 | 2 | 2 | 5 | Property Parcels, Building Outlines, Schools & Hospitals | 1 | Aquifer - Auckland Isthmus Volcanic Aquifer | 1 | 1.795 | 0.026694 | Modelled Flow Data Used & Depth Available | 44.6775 | 13
3537 | 3810 | 938912 | 10090002 | 194568 | DSCWD | Chatswood Branch Sewer TS9 | Gravity | Pipe | Buried | OP | CONC | None | 1960-01-01 |  |  | dwg | NI | Transmission | Legacy | 2 |  |  | 4 | 490 | [5 empty] | 64450 | NA |  | 420.66 |  | WSL |  | Te Kawerau a Maki,Ngāti Whātua,Ngāti Maru,Ngāti Whātua o Ōrākei,Ngāti Tamaoho,Te Patukirikiri,Ngāti Whanaunga,Ngāti Tamaterā,Ngāti Pāoa,Ngāi Tai ki Tāmaki,Ngāti Hako,Te Ākitai Waiohua | 2.41 | 2 |  |  |  | no | 1 | 1 | 3 | CCTV NOT Available or Over 30 Years Old & Soil Type Available | 3.9088 | 4 | 2 | 2 | 5 | Property Parcels, Building Outlines, Schools & Hospitals | 1 | Place Of Historic Heritage - St John the Baptist Church, Significant Ecological Area - SEA_T_8164 | 1.5 | 1.815 | 0.052067 | Modelled Flow Data Used & Depth Available | 420.6581 | 13
3126 | 3388 | 918050 | 10088266 | 196057 | DSMFD | Milford Branch Sewer TS6 | Gravity | Pipe | Buried | OP | PE | None | 2003-06-22 |  |  | dwg | NI | Transmission | Legacy | 2 |  |  | 4 | 490 | [5 empty] | 65059 | NA |  | 198.08 |  | WSL |  | Te Kawerau a Maki,Ngāti Whātua,Ngāti Maru,Ngāti Whātua o Ōrākei,Ngāti Tamaoho,Ngāti Manuhiri,Te Patukirikiri,Ngāti Whanaunga,Ngāti Tamaterā,Ngāti Pāoa,Ngāi Tai ki Tāmaki,Ngāti Hako,Te Ākitai Waiohua | 1.59 | 2 |  |  |  | no | 3 | 3 | 1 | CCTV NOT Available or Over 30 Years Old & Soil Type Available | 3.9085 | 4 | 3 | 2 | 5 | Schools & Hospitals | 1 |  | 1.5 | 1.815 | 0.13553 | Modelled Flow Data Used & Depth Available | 198.0823 | 13
1604 | 1748 | 15528 | 10004201 | 193159 | DSB03 | Branch 3 Newmarket | Gravity | Pipe | Encased | OP | VC | None | 1918-06-30 | 58.89 | 57.69 | dwg | OM | Transmission | Legacy | 2 |  |  | 4 | 450 | [5 empty] | 74018 | NA |  | 80.8 |  | WSL |  | Waikato,Te Kawerau a Maki,Ngāti Whātua,Ngāti Maru,Ngāti Whātua o Ōrākei,Ngāti Tamaoho,Ngāti Tamaterā,Ngāti Pāoa,Ngāi Tai ki Tāmaki,Ngāti Hako,Te Ākitai Waiohua | 3.08 | 3 | 3 | 2009 | te puna wai | no | 1 | 1 | 4 | CCTV Available (10-20 Years Old) & Soil Type Available | 3.9084 | 4 | 2 | 2 | 5 | NZTA | 1 |  | 1 | 1.795 | 0.028567 | Modelled Flow Data Used & Depth Available | 80.8004 | 17
2501 | 2719 | 40460 | 10006573 | 195536 | DSMSE | Mangere South East Branch | Gravity | Pipe | Buried | OP | VC | None | 2009-05-05 | 14.07 | 13.86 | 0.1s | EI | Transmission | DC09028 | 2 |  |  | 4 | 400 | [5 empty] | 75905 | NA |  | 27.91 |  | WSL |  | Waikato,Te Kawerau a Maki,Ngāti Maru,Ngāti Whātua o Ōrākei,Ngāti Tamaoho,Ngāti Tamaterā,Ngāi Tai ki Tāmaki,Ngāti Hako,Te Ākitai Waiohua | 1.15 | 1 | 1 | 2010 | te puna wai | no | 1 | 3 | 1 | CCTV Available (10-20 Years Old) & Soil Type Available | 3.9076 | 4 | 2 | 2 | 5 | Property Parcels, Schools & Hospitals | 1 |  | 1 | 1.795 | 0.029246 | Modelled Flow Data Used & Depth Available | 27.9084 | 7
4572 | 650421 | 2643036 | 10095823 | 195928 | DSMSN | Massey North Branch | Rising | Pipe | Buried | OP | PE | None | 2013-08-15 |  | 21.62 | 0.1s | WI | Transmission | T0000828 | 2 |  |  | 4 | 560 | [5 empty] | 75953 | NA |  | 1091.21 |  | WSL |  | Te Kawerau a Maki,Ngāti Whātua,Ngāti Maru,Ngāti Whātua o Kaipara,Ngāti Whātua o Ōrākei,Ngāti Tamaoho,Ngāti Manuhiri,Ngāti Tamaterā,Ngāti Hako,Te Ākitai Waiohua | 1.21 | 1 |  |  |  | no | 1 | 3 | 1 | CCTV NOT Available or Over 30 Years Old & Soil Type Available | 3.9065 | 4 | 2 | 5 | 5 | Property Parcels, NZTA, Building Outlines | 4 | NZ River Lines | 1.5 | 2.285 | 0.4 | Diameter Used For Flow Approximation & Depth Available | 1091.2098 | 7
1078 | 1138 | 17596 | 10005206 | 194407 | DSCHP | Chapel Branch | Gravity | Pipe | Bridged | OP | CLS | None | 1998-01-10 |  |  | dwg | TE | Transmission | Legacy | 2 |  |  | 4 | 470 | [5 empty] | 74690 | NA |  | 71.52 |  | WSL |  | Waikato,Ngāti Maru,Ngāti Tamaoho,Ngāti Whanaunga,Ngāti Tamaterā,Ngāti Pāoa,Ngāi Tai ki Tāmaki,Ngāti Hako,Te Ākitai Waiohua | 1.71 | 2 |  |  |  | no | 1 | 1 | 2 | CCTV NOT Available or Over 30 Years Old & Soil Type Not Available | 3.9065 | 4 | 2 | 5 | 5 | Schools & Hospitals | 4 | NZ River Lines | 1.5 | 2.285 | 0.4 | Diameter Used For Flow Approximation & Depth Available | 71.5237 | 13
1121 | 1183 | 15558 | 10004193 | 193151 | DSB03 | Branch 3 Newmarket | Gravity | Pipe | Encased | OP | VC | None | 1918-06-30 | 49.83 | 49.34 | dwg | OM | Transmission | DC06039 | 2 |  |  | 4 | 525 | ASBUILT | ASBUILT | ASBUILT | ASBUILT | CONS | 74010 | NA |  | 76.63 | ASBUILT | WSL |  | Waikato,Te Kawerau a Maki,Ngāti Whātua,Ngāti Maru,Ngāti Whātua o Ōrākei,Ngāti Tamaoho,Te Patukirikiri,Ngāti Tamaterā,Ngāti Pāoa,Ngāi Tai ki Tāmaki,Ngāti Hako,Te Ākitai Waiohua | 2.8 | 3 | 2 | 2009 | te puna wai | no | 1 | 1 | 4 | CCTV Available (10-20 Years Old) & Soil Type Available | 3.9033 | 4 | 2 | 2 | 5 | Property Parcels, KiwiRail, Building Outlines | 1 |  | 1 | 1.795 | 0.032881 | Modelled Flow Data Used & Depth Available | 76.6739 | 17
3454 | 3727 | 934746 | 10089035 | 197239 | DSWAV | Wairau Valley Branch Sewer TS5 | Gravity | Pipe | Buried | OP | CONC | None | 1961-01-01 | 48.96 | 48.7 | dwg | NI | Transmission | Legacy | 2 |  |  | 4 | 1350 | [5 empty] | 65520 | NA |  | 97.39 |  | WSL |  | Te Kawerau a Maki,Ngāti Whātua,Ngāti Maru,Ngāti Whātua o Ōrākei,Ngāti Tamaoho,Ngāti Manuhiri,Te Patukirikiri,Ngāti Whanaunga,Ngāti Tamaterā,Ngāti Pāoa,Ngāi Tai ki Tāmaki,Ngāti Hako,Te Ākitai Waiohua | 2.24 | 2 | 2 | 2016 | te puna wai | yes | 1 | 1 | 3 | CCTV Available (0-10 Years Old) & Soil Type Available | 3.9032 | 4 | 5 | 5 | 1 |  | 1 |  | 5 | 0.895 | 0.54441 | Modelled Flow Data Used & Depth Available | 97.3881 | 13
1515 | 1628 | 17887 | 10008472 | 197051 | DSSWN | Swanson Branch | Gravity | Pipe | Buried | OP | CLS | None | 1965-06-30 |  |  | dwg | WI | Transmission | Legacy | 2 |  |  | 4 | 1050 | [5 empty] | 77735 | NA |  | 46.5 |  | WSL |  |  | 4.72 | 5 | 3 | 2000 | te puna wai | no | 5 | 5 | 5 | CCTV Available (20-30 Years Old) & Soil Type Available | 3.899 | 4 | 4 | 4 | 1 |  | 1 | Ocean Intercept, Significant Ecological Area - SEA-M2-55a | 5 | 0.83 | 0.8 | Diameter Used For Flow Approximation & Depth Available | 46.4984 | 24 | Priority
4639 | 734944 | 5635969 | 0 | 82628000 | DSNCR | Northcote Relief Sewer | Gravity | Pipe | Buried | OP | ELS | None | 2019-11-25 | 15.46 | 15.41 | 0.1s | NI | Transmission | 2012549 | 2 |  |  |  | 892 | ASBUILT | ASBUILT | ASBUILT | ASBUILT | CONS | 82605495 |  |  | 19 | ASBUILT | WSL |  | Te Kawerau a Maki,Ngāti Whātua,Ngāti Maru,Ngāti Whātua o Ōrākei,Ngāti Tamaoho,Ngāti Manuhiri,Te Patukirikiri,Ngāti Whanaunga,Ngāti Tamaterā,Ngāti Pāoa,Ngāi Tai ki Tāmaki,Ngāti Hako,Te Ākitai Waiohua | 1.76 | 2 |  |  |  | no | 5 | 1 | 1 | CCTV NOT Available or Over 30 Years Old & Soil Type Available | 3.899 | 4 | 4 | 4 | 1 |  | 1 |  | 5 | 0.83 | 0.8 | Diameter Used For Flow Approximation & Depth Available | 19.0091 | 13
2714 | 2952 | 26286 | 10009064 | 197220 | DSTSE | Tamaki South East Branch | Gravity | Pipe | Buried | OP | CONC | None | 2005-05-30 | 17.37 | 17.34 | 0.1s | TE | Transmission | DC06038 | 2 |  |  | 4 | 825 | [5 empty] | 78161 | NA |  | 16.86 |  | WSL |  | Waikato,Ngāti Maru,Ngāti Tamaoho,Ngāti Whanaunga,Ngāti Tamaterā,Ngāti Pāoa,Ngāi Tai ki Tāmaki,Ngāti Hako,Te Ākitai Waiohua | 1.97 | 2 |  |  |  | no | 5 | 3 | 1 | CCTV NOT Available or Over 30 Years Old & Soil Type Available | 3.899 | 4 | 4 | 4 | 1 |  | 1 |  | 5 | 0.83 | 0.8 | Diameter Used For Flow Approximation & Depth Available | 16.8634 | 13
4554 | 5095 | 590457 | 10031906 | 17659 | DTROS | Rosedale Treatment Plant | Outfall | Pipe | Buried | OP | PE | None | 2010-07-16 |  |  | dwg | NI | Transmission | T0000399 | 4 |  |  | 4 | 800 | [6 empty] | NA |  | 2124.51 |  | WSL |  |  | 1.59 | 2 |  |  |  | no | 3 | 3 | 1 | CCTV NOT Available or Over 30 Years Old & Soil Type Not Available | 3.899 | 4 | 4 | 4 | 1 | Safe Swim Beach | 1 | Ocean Intercept | 5 | 0.83 | 0.8 | Diameter Used For Flow Approximation & Depth Available | 2124.508 | 13
4559 | 5104 | 4650485 | 10113551 | 172955 | DTARB | Army Bay Treatment Plant | Outfall | Pipe | Piered | OP | PE | None | 2019-02-21 |  |  | dwg | NI | Transmission | T0001482 | 4 |  |  | 4 | 800 | [6 empty] | NA |  | 920.22 |  | WSL |  |  | 1.59 | 2 |  |  |  | no | 3 | 3 | 1 | CCTV NOT Available or Over 30 Years Old & Soil Type Not Available | 3.899 | 4 | 4 | 4 | 1 |  | 1 | Ocean Intercept, Significant Ecological Area - SEA-M1-67 | 5 | 0.83 | 0.8 | Diameter Used For Flow Approximation & Depth Available | 920.222 | 13
4832 | 766679 | 5874405 | 0 | 1 | DSHI2 | Howick Interceptor 2 | Gravity | Pipe | Exposed | OP | ELS | None | 2021-11-13 |  |  | dwg | EI | Transmission | 2012856.02 | 1 |  |  |  | 800 | ASBUILT | ASBUILT | ASBUILT | ASBUILT | CONS |  |  |  | 8.09 | ASBUILT | WSL |  |  | 1.59 | 2 |  |  |  | no | 3 | 3 | 1 | CCTV NOT Available or Over 30 Years Old & Soil Type Not Available | 3.899 | 4 | 4 | 4 | 1 |  | 1 | Ocean Intercept | 5 | 0.83 | 0.8 | Diameter Used For Flow Approximation & Depth Available | 8.094 | 13
46 | 50 | 15315 | 10007100 | 196440 | DSORM | Orakei Main Sewer | Gravity | Pipe | Buried | OP | BRICK | None | 1911-06-30 | 8.26 | 8.26 | dwg | OM | Transmission | Legacy | 1 |  |  | 4 | 1050 | [5 empty] | 76308 | NA |  | 4.64 |  | WSL |  | Te Kawerau a Maki,Ngāti Whātua,Ngāti Maru,Ngāti Whātua o Ōrākei,Ngāti Tamaoho,Ngāti Tamaterā,Ngāi Tai ki Tāmaki,Ngāti Hako,Te Ākitai Waiohua | 3.07 | 3 | 2 | 2013 | CCTV Footage Review Log South_Latest.xls | no | 3 | 1 | 4 | CCTV Available (10-20 Years Old) & Soil Type Available | 3.899 | 4 | 4 | 4 | 1 |  | 1 | Place Of Historic Heritage - Oakley Creek historic landscape, including stone walls, mill site, historic bridge, Maori occupation site, and karaka trees, Significant Ecological Area - SEA_T_6008 | 5 | 0.83 | 0.8 | Diameter Used For Flow Approximation & Depth Available | 4.6365 | 17
4560 | 5105 | 4650527 | 10113565 | 173348 | DTARB | Army Bay Treatment Plant | Outfall | Pipe | Exposed | OP | MS | None | 2019-02-21 |  |  | dwg | NI | Transmission | T0001482 | 4 |  |  | 4 | 800 | [6 empty] | NA |  | 3 |  | WSL |  |  | 1.59 | 2 |  |  |  | no | 3 | 3 | 1 | CCTV NOT Available or Over 30 Years Old & Soil Type Not Available | 3.899 | 4 | 4 | 4 | 1 |  | 1 | Ocean Intercept | 5 | 0.83 | 0.8 | Diameter Used For Flow Approximation & Depth Available | 3 | 13
631 | 655 | 2662320 | 10096546 | 194765 | DSHI2 | Howick Interceptor 2 | Gravity | Pipe | Buried | OP | CONC | None | 2015-06-30 | 14.06 | 13.19 | 0.1s | HI | Transmission | T0000897 | 1 |  |  | 4 | 1050 | [5 empty] | 75342 | NA |  | 224.24 |  | WSL |  | Waikato,Te Kawerau a Maki,Ngāti Whātua,Ngāti Maru,Ngāti Whātua o Ōrākei,Ngāti Tamaoho,Ngāti Whanaunga,Ngāti Tamaterā,Ngāti Pāoa,Ngāi Tai ki Tāmaki,Ngāti Hako,Te Ākitai Waiohua | 1 | 1 |  |  |  | no | 1 | 1 | 1 | CCTV NOT Available or Over 30 Years Old & Soil Type Available | 3.899 | 4 | 4 | 4 | 1 |  | 1 | Aquifer - Auckland Isthmus Volcanic Aquifer | 5 | 0.83 | 0.8 | Diameter Used For Flow Approximation & Depth Available | 224.2403 | 7
254 | 266 | 15680 | 10008007 | 196722 | DSSIN | Southern Interceptor | Gravity | Pipe | Buried | OP | CONC | None | 1965-06-30 | 2.78 | 2.7 | dwg | SI | Transmission | Legacy | 1 |  |  | 4 | 900 | [5 empty] | 77345 | NA |  | 100.46 |  | WSL |  | Waikato,Ngāti Maru,Ngāti Tamaoho,Ngāti Whanaunga,Ngāti Tamaterā,Ngāti Pāoa,Ngāi Tai ki Tāmaki,Ngāti Hako,Te Ākitai Waiohua | 2 | 2 | 2 | 2019 | CCTV Footage Review Log South_Latest.xls | no | 1 | 3 | 2 | CCTV Available (0-10 Years Old) & Soil Type Available | 3.899 | 4 | 4 | 4 | 1 |  | 1 |  | 5 | 0.83 | 0.8 | Diameter Used For Flow Approximation & Depth Available | 100.463 | 13
4679 | 738065 | 5651160 | 0 | 82714814 | DSBRM | Bremner Branch Sewer | Gravity | Pipe | Buried | OP | PE | None | 2020-04-07 | 1.07 | 0.7 | 0.1s | SI | Transmission | 2012923.00 | 2 |  |  |  | 800 | ASBUILT | ASBUILT | ASBUILT | ASBUILT | CONS | 82649748 |  |  | 66.33 | ASBUILT | WSL |  | Waikato,Ngāti Maru,Ngāti Tamaoho,Ngāti Tamaterā,Ngāti Pāoa,Ngāi Tai ki Tāmaki,Ngāti Hako,Te Ākitai Waiohua | 1.21 | 1 |  |  |  | no | 1 | 3 | 1 | CCTV NOT Available or Over 30 Years Old & Soil Type Available | 3.899 | 4 | 4 | 4 | 1 |  | 1 |  | 5 | 0.83 | 0.8 | Diameter Used For Flow Approximation & Depth Available | 66.3269 | 7
1516 | 1629 | 16850 | 10008471 | 197568 | DSSWN | Swanson Branch | Gravity | Pipe | Buried | OP | CONC | None | 1965-06-30 |  | -3.49 | dwg | WI | Transmission | Legacy | 2 |  |  | 4 | 1050 | [5 empty] | 77734 | NA |  | 54.35 |  | WSL |  | Te Kawerau a Maki,Ngāti Whātua,Ngāti Whātua o Ōrākei,Ngāti Tamaoho,Ngāti Tamaterā,Te Ākitai Waiohua | 3 | 3 | 3 | 2000 | te puna wai | no | 1 | 3 | 2 | CCTV Available (20-30 Years Old) & Soil Type Available | 3.899 | 4 | 4 | 4 | 1 |  | 1 | Ocean Intercept, Significant Ecological Area - SEA-M2-55a | 5 | 0.83 | 0.8 | Diameter Used For Flow Approximation & Depth Available | 54.3451 | 17
632 | 656 | 2662321 | 10096547 | 195446 | DSHI2 | Howick Interceptor 2 | Gravity | Pipe | Buried | OP | CONC | None | 2015-06-30 | 13.19 | 12.27 | 0.1s | HI | Transmission | T0000897 | 1 |  |  | 4 | 1050 | [5 empty] | 75341 | NA |  | 40.38 |  | WSL |  | Waikato,Te Kawerau a Maki,Ngāti Whātua,Ngāti Maru,Ngāti Whātua o Ōrākei,Ngāti Tamaoho,Ngāti Whanaunga,Ngāti Tamaterā,Ngāti Pāoa,Ngāi Tai ki Tāmaki,Ngāti Hako,Te Ākitai Waiohua | 1 | 1 |  |  |  | no | 1 | 1 | 1 | CCTV NOT Available or Over 30 Years Old & Soil Type Available | 3.899 | 4 | 4 | 4 | 1 |  | 1 | Aquifer - Auckland Isthmus Volcanic Aquifer | 5 | 0.83 | 0.8 | Diameter Used For Flow Approximation & Depth Available | 40.3835 | 7
4676 | 738037 | 5651183 | 0 | 82714815 | DSBRM | Bremner Branch Sewer | Gravity | Pipe | Buried | OP | PE | None | 2020-04-07 | 0.66 | 0.53 | 0.1s | SI | Transmission | 2012923.00 | 2 |  |  |  | 800 | ASBUILT | ASBUILT | ASBUILT | ASBUILT | CONS | 82649747 |  |  | 34.51 | ASBUILT | WSL |  | Waikato,Ngāti Maru,Ngāti Tamaoho,Ngāti Tamaterā,Ngāti Pāoa,Ngāi Tai ki Tāmaki,Ngāti Hako,Te Ākitai Waiohua | 1.21 | 1 |  |  |  | no | 1 | 3 | 1 | CCTV NOT Available or Over 30 Years Old & Soil Type Available | 3.899 | 4 | 4 | 4 | 1 |  | 1 |  | 5 | 0.83 | 0.8 | Diameter Used For Flow Approximation & Depth Available | 34.5082 | 7
259 | 271 | 17524 | 10008104 | 196592 | DSSIN | Southern Interceptor | Gravity | Pipe | Buried | OP | CONC | None | 1965-06-30 | -1.23 | -1.35 | dwg | SI | Transmission | Legacy | 1 |  |  | 4 | 1050 | [5 empty] | 77326 | NA |  | 27.09 |  | WSL |  | Waikato,Ngāti Maru,Ngāti Tamaoho,Ngāti Whanaunga,Ngāti Tamaterā,Ngāti Pāoa,Ngāi Tai ki Tāmaki,Ngāti Hako,Te Ākitai Waiohua | 2 | 2 | 2 | 2019 | CCTV Footage Review Log South_Latest.xls | no | 1 | 3 | 2 | CCTV Available (0-10 Years Old) & Soil Type Available | 3.899 | 4 | 4 | 4 | 1 |  | 1 |  | 5 | 0.83 | 0.8 | Diameter Used For Flow Approximation & Depth Available | 27.0895 | 13
2878 | 3132 | 1673462 | 10082310 | 194513 | DSGLE | Glen Eden Branch | Gravity | Pipe | Buried | OP | CONC | None | 2012-12-17 | 0.83 | 0.81 | 0.1s | WI | Transmission | T0000449 | 2 |  |  | 4 | 900 | [5 empty] | 75164 | NA |  | 10.32 |  | WSL |  | Te Kawerau a Maki,Ngāti Whātua,Ngāti Whātua o Ōrākei,Ngāti Tamaoho,Ngāti Tamaterā,Te Ākitai Waiohua | 1.21 | 1 |  |  |  | no | 1 | 3 | 1 | CCTV NOT Available or Over 30 Years Old & Soil Type Available | 3.899 | 4 | 4 | 4 | 1 |  | 1 |  | 5 | 0.83 | 0.8 | Diameter Used For Flow Approximation & Depth Available | 10.3163 | 7
2880 | 3134 | 1673465 | 10082306 | 194512 | DSGLE | Glen Eden Branch | Gravity | Pipe | Buried | OP | CONC | None | 2012-12-17 | 1.02 | 1 | 0.1s | WI | Transmission | T0000449 | 2 |  |  | 4 | 900 | [5 empty] | 75171 | NA |  | 5.05 |  | WSL |  | Te Kawerau a Maki,Ngāti Whātua,Ngāti Whātua o Ōrākei,Ngāti Tamaoho,Ngāti Tamaterā,Te Ākitai Waiohua | 1.21 | 1 |  |  |  | no | 1 | 3 | 1 | CCTV NOT Available or Over 30 Years Old & Soil Type Available | 3.899 | 4 | 4 | 4 | 1 |  | 1 |  | 5 | 0.83 | 0.8 | Diameter Used For Flow Approximation & Depth Available | 5.0472 | 7
312 | 324 | 17426 | 10008817 | 197109 | DSTIN | Tamaki East Interceptor | Gravity | Pipe | Buried | OP | CONC | None | 1985-06-30 | 10.84 | 10.82 | dwg | TE | Transmission | Legacy | 1 |  |  | 4 | 1050 | [5 empty] | 77998 | NA |  | 3.71 |  | WSL |  | Waikato,Ngāti Maru,Ngāti Tamaoho,Ngāti Whanaunga,Ngāti Tamaterā,Ngāti Pāoa,Ngāi Tai ki Tāmaki,Ngāti Hako,Te Ākitai Waiohua | 2 | 2 | 2 | 2008 | CCTV Footage Review Log South_Latest.xls | no | 1 | 3 | 1 | CCTV Available (10-20 Years Old) & Soil Type Available | 3.899 | 4 | 4 | 4 | 1 |  | 1 |  | 5 | 0.83 | 0.8 | Diameter Used For Flow Approximation & Depth Available | 3.7102 | 13
104 | 110 | 17895 | 10008860 | 197308 | DSTIN | Tamaki East Interceptor | Rising | Pipe | Buried | OP | CLS | None | 1973-06-30 | 0.79 | 10.56 | dwg | TE | Transmission | Legacy | 1 |  |  | 4 | 910 | [5 empty] | 78021 | NA |  | 239.28 |  | WSL |  | Waikato,Te Kawerau a Maki,Ngāti Maru,Ngāti Whātua o Ōrākei,Ngāti Tamaoho,Ngāti Whanaunga,Ngāti Tamaterā,Ngāti Pāoa,Ngāi Tai ki Tāmaki,Ngāti Hako,Te Ākitai Waiohua | 4.79 | 5 |  |  |  | no | 5 | 3 | 5 | CCTV NOT Available or Over 30 Years Old & Soil Type Available | 3.881 | 4 | 4 | 5 | 1 |  | 1 |  | 1.5 | 0.77 | 0.8 | Diameter Used For Flow Approximation & Depth Available | 239.2834 | 24 | Priority
106 | 112 | 17914 | 10099285 | 197113 | DSTIN | Tamaki East Interceptor | Rising | Pipe | Buried | OP | CONC | None | 1973-06-30 | 0.79 | 10.56 | dwg | TE | Transmission | Legacy | 1 |  |  | 4 | 900 | [5 empty] | 78023 | NA |  | 18.55 |  | WSL |  | Waikato,Te Kawerau a Maki,Ngāti Maru,Ngāti Whātua o Ōrākei,Ngāti Tamaoho,Ngāti Whanaunga,Ngāti Tamaterā,Ngāti Pāoa,Ngāi Tai ki Tāmaki,Ngāti Hako,Te Ākitai Waiohua | 2.29 | 2 |  |  |  | no | 3 | 3 | 2 | CCTV NOT Available or Over 30 Years Old & Soil Type Available | 3.881 | 4 | 4 | 5 | 1 |  | 1 |  | 1.5 | 0.77 | 0.8 | Diameter Used For Flow Approximation & Depth Available | 18.5516 | 13
1141 | 1207 | 15611 | 10004385 | 193350 | DSB07 | Branch 7 Arch Hill | Siphon | Pipe | Buried | OP | CONC | None | 1976-06-30 | 7.75 | 7.75 | dwg | OM | Transmission | Legacy | 2 |  |  | 4 | 900 | [5 empty] | 74158 | NA |  | 7.76 |  | WSL |  | Te Kawerau a Maki,Ngāti Whātua,Ngāti Maru,Ngāti Whātua o Ōrākei,Ngāti Tamaoho,Ngāti Tamaterā,Ngāi Tai ki Tāmaki,Ngāti Hako,Te Ākitai Waiohua | 3 | 3 | 3 | 2002 | te puna wai | no | 3 | 3 | 2 | CCTV Available (20-30 Years Old) & Soil Type Available | 3.881 | 4 | 4 | 5 | 1 |  | 1 |  | 1.5 | 0.77 | 0.8 | Diameter Used For Flow Approximation & Depth Available | 7.7582 | 17
630 | 654 | 2662351 | 10099639 | 195447 | DSHI2 | Howick Interceptor 2 | Rising | Pipe | Buried | OP | PE | None | 2015-06-30 | 9.87 | 13.26 | 0.1s | HI | Transmission | T0000897 | 1 |  |  | 4 | 900 | ASBUILT | ASBUILT | ASBUILT | ASBUILT | CONS | 75343 | NA |  | 950.06 | ASBUILT | WSL |  | Waikato,Te Kawerau a Maki,Ngāti Whātua,Ngāti Maru,Ngāti Whātua o Ōrākei,Ngāti Tamaoho,Ngāti Whanaunga,Ngāti Tamaterā,Ngāti Pāoa,Ngāi Tai ki Tāmaki,Ngāti Hako,Te Ākitai Waiohua | 1 | 1 |  |  |  | no | 1 | 1 | 1 | CCTV NOT Available or Over 30 Years Old & Soil Type Available | 3.881 | 4 | 4 | 5 | 1 |  | 1 |  | 1.5 | 0.77 | 0.8 | Diameter Used For Flow Approximation & Depth Available | 950.0615 | 7
633 | 657 | 2662319 | 10096545 | 195290 | DSHI2 | Howick Interceptor 2 | Rising | Pipe | Buried | OP | PE | None | 2015-06-30 | 1.74 | 6.09 | 0.1s | HI | Transmission | T0000897 | 1 |  |  | 4 | 900 | [5 empty] | 75345 | NA |  | 415.51 |  | WSL |  | Waikato,Ngāti Maru,Ngāti Tamaoho,Ngāti Whanaunga,Ngāti Tamaterā,Ngāti Pāoa,Ngāi Tai ki Tāmaki,Ngāti Hako,Te Ākitai Waiohua | 1 | 1 |  |  |  | no | 1 | 1 | 1 | CCTV NOT Available or Over 30 Years Old & Soil Type Available | 3.881 | 4 | 4 | 5 | 1 |  | 1 |  | 1.5 | 0.77 | 0.8 | Diameter Used For Flow Approximation & Depth Available | 415.5121 | 7
628 | 652 | 2662036 | 10096534 | 192920 | DPHIN | PS 28 Pakuranga | Rising | Pipe | Buried | OP | PE | None | 2015-06-30 |  | 1.52 | 0.1s | HI | Transmission | T0000897 | 1 |  |  | 4 | 900 | [5 empty] | 70693 | NA |  | 18.32 |  | WSL |  | Waikato,Ngāti Maru,Ngāti Tamaoho,Ngāti Whanaunga,Ngāti Tamaterā,Ngāti Pāoa,Ngāi Tai ki Tāmaki,Ngāti Hako,Te Ākitai Waiohua | 1 | 1 |  |  |  | no | 1 | 1 | 1 | CCTV NOT Available or Over 30 Years Old & Soil Type Available | 3.881 | 4 | 4 | 5 | 1 |  | 1 |  | 1.5 | 0.77 | 0.8 | Diameter Used For Flow Approximation & Depth Available | 18.3197 | 7
4075 | 4355 | 929534 | 10087914 | 195479 | DSHKI | Hauraki Branch Sewer TS3A | Gravity | Pipe | Bridged | OP | CONC | None | 1972-06-01 |  |  | dwg | NI | Transmission | Legacy | 2 |  |  | 4 | 900 | [5 empty] | 64825 | NA |  | 6.49 |  | WSL |  | Te Kawerau a Maki,Ngāti Whātua,Ngāti Maru,Ngāti Whātua o Ōrākei,Ngāti Tamaoho,Te Patukirikiri,Ngāti Whanaunga,Ngāti Tamaterā,Ngāti Pāoa,Ngāi Tai ki Tāmaki,Ngāti Hako,Te Ākitai Waiohua | 3 | 3 | 3 | 2017 | te puna wai | no | 1 | 1 | 2 | CCTV Available (0-10 Years Old) & Soil Type Not Available | 3.881 | 4 | 4 | 5 | 1 |  | 1 |  | 1.5 | 0.77 | 0.8 | Diameter Used For Flow Approximation & Depth Available | 6.4855 | 17
3091 | 3352 | 2576293 | 10089082 | 197242 | DSWAV | Wairau Valley Branch Sewer TS5 | Rising | Pipe | Buried | OP | CLS | None | 1969-01-01 |  |  | dwg | NI | Transmission | Legacy | 2 |  |  | 4 | 860 | [5 empty] | 65545 | NA |  | 1.71 |  | WSL |  | Te Kawerau a Maki,Ngāti Whātua,Ngāti Maru,Ngāti Whātua o Ōrākei,Ngāti Tamaoho,Ngāti Manuhiri,Te Patukirikiri,Ngāti Whanaunga,Ngāti Tamaterā,Ngāti Pāoa,Ngāi Tai ki Tāmaki,Ngāti Hako,Te Ākitai Waiohua | 3.82 | 4 |  |  |  | no | 1 | 1 | 5 | CCTV NOT Available or Over 30 Years Old & Soil Type Available | 3.881 | 4 | 4 | 5 | 1 |  | 1 |  | 1.5 | 0.77 | 0.8 | Diameter Used For Flow Approximation & Depth Available | 1.7094 | 21
3542 | 3815 | 931250 | 10088307 | 195396 | DSNCP | Northcote Point Branch Sewer TS8A | Rising | Pipe | Buried | OP | CONC | None | 1966-01-01 |  |  | dwg | NI | Transmission | Legacy | 2 |  |  | 4 | 300 | [5 empty] | 65084 | NA |  | 728.68 |  | WSL |  | Te Kawerau a Maki,Ngāti Whātua,Ngāti Maru,Ngāti Whātua o Ōrākei,Ngāti Tamaoho,Te Patukirikiri,Ngāti Whanaunga,Ngāti Tamaterā,Ngāti Pāoa,Ngāi Tai ki Tāmaki,Ngāti Hako,Te Ākitai Waiohua | 2.46 | 2 |  |  |  | no | 5 | 1 | 2 | CCTV NOT Available or Over 30 Years Old & Soil Type Available | 3.878 | 4 | 1 | 4 | 5 | Property Parcels, NZTA, Building Outlines, Safe Swim Beach | 1 | Ocean Intercept, Significant Ecological Area - SEA-M2-60a | 5 | 2.065 | 0.2 | Diameter Used For Flow Approximation & Depth Available | 728.6827 | 13
3593 | 3866 | 938865 | 10088306 | 196094 | DSNCP | Northcote Point Branch Sewer TS8A | Rising | Pipe | Buried | OP | CONC | None | 1966-01-01 |  |  | dwg | NI | Transmission | Legacy | 2 |  |  | 4 | 300 | [5 empty] | 65083 | NA |  | 333.7 |  | WSL |  | Te Kawerau a Maki,Ngāti Whātua,Ngāti Maru,Ngāti Whātua o Ōrākei,Ngāti Tamaoho,Te Patukirikiri,Ngāti Whanaunga,Ngāti Tamaterā,Ngāti Pāoa,Ngāi Tai ki Tāmaki,Ngāti Hako,Te Ākitai Waiohua | 2.46 | 2 |  |  |  | no | 5 | 1 | 2 | CCTV NOT Available or Over 30 Years Old & Soil Type Available | 3.878 | 4 | 1 | 4 | 5 | NZTA, Safe Swim Beach | 1 | Ocean Intercept, Significant Ecological Area - SEA-M2-60a | 5 | 2.065 | 0.2 | Diameter Used For Flow Approximation & Depth Available | 333.7017 | 13
4659 | 735599 | 5641751 | 0 | 82638799 | DSDRU | Drury Branch Sewer | Rising | Pipe | Buried | OP | PE | None | 2020-12-01 |  |  | 0.1s | SI | Transmission | 2013131 | 2 |  |  |  | 315 | ASBUILT | ASBUILT | ASBUILT | ASBUILT | CONS | 82593622 |  |  | 389 | ASBUILT | WSL |  | Waikato,Ngāti Maru,Ngāti Tamaoho,Ngāti Tamaterā,Ngāti Pāoa,Ngāi Tai ki Tāmaki,Ngāti Hako,Te Ākitai Waiohua | 1.21 | 1 |  |  |  | no | 1 | 3 | 1 | CCTV NOT Available or Over 30 Years Old & Soil Type Available | 3.878 | 4 | 1 | 4 | 5 | Property Parcels, NZTA | 1 | Ocean Intercept, Significant Ecological Area - SEA_T_530b | 5 | 2.065 | 0.2 | Diameter Used For Flow Approximation & Depth Available | 389.8983 | 7
4142 | 4424 | 942593 | 10089443 | 193744 | DSBDD | Birkdale Diversion Branch Sewer TS14A | Gravity | Pipe | Buried | OP | PE | None | 2011-01-01 | 16.83 | 31.8 | 0.1s | NI | Transmission | R0002822 | 2 |  |  | 4 | 560 | [5 empty] | 64150 | NA |  | 435.01 |  | WSL |  | Te Kawerau a Maki,Ngāti Whātua,Ngāti Maru,Ngāti Whātua o Ōrākei,Ngāti Tamaoho,Ngāti Manuhiri,Ngāti Whanaunga,Ngāti Tamaterā,Ngāti Pāoa,Ngāi Tai ki Tāmaki,Ngāti Hako,Te Ākitai Waiohua | 1 | 1 |  |  | CCTV app | yes | 1 | 1 | 1 | CCTV NOT Available or Over 30 Years Old & Soil Type Available | 3.8753 | 4 | 1 | 2 | 3.5 | Property Parcels, Building Outlines | 4 | Significant Ecological Area - SEA_T_8161, NZ River Lines | 5 | 1.755 | 0.0038285 | Modelled Flow Data Used & Depth Available | 435.0059 | 7
2900 | 3155 | 1678257 | 10083512 | 197472 | DSWHE | Whenuapai Branch | Siphon | Pipe | Buried | OP | PE | None | 2012-12-04 | -2.24 | 1.32 | 0.1s | WI | Transmission | T0000543 | 2 |  |  | 4 | 710 | [5 empty] | 78341 | NA |  | 593.86 |  | WSL |  | Te Kawerau a Maki,Ngāti Whātua,Ngāti Whātua o Ōrākei,Ngāti Tamaoho,Ngāti Tamaterā,Te Ākitai Waiohua | 2.18 | 2 |  |  |  | no | 5 | 5 | 1 | CCTV NOT Available or Over 30 Years Old & Soil Type Available | 3.875 | 4 | 3 | 5 | 5 | Property Parcels, Building Outlines, Schools & Hospitals | 1 | Ocean Intercept, Significant Ecological Area - SEA-M2-55a | 5 | 2.125 | 0.6 | Diameter Used For Flow Approximation & Depth Available | 593.8592 | 13
3358 | 3626 | 930346 | 10090338 | 195034 | DSGLF | Glenfield Branch Sewer TS4A | Gravity | Pipe | Buried | OP | CONC | None | 1975-01-01 |  |  | dwg | NI | Transmission | Legacy | 2 |  |  | 4 | 381 | [5 empty] | 64677 | NA |  | 72.07 |  | WSL |  | Te Kawerau a Maki,Ngāti Whātua,Ngāti Maru,Ngāti Whātua o Ōrākei,Ngāti Tamaoho,Ngāti Manuhiri,Te Patukirikiri,Ngāti Whanaunga,Ngāti Tamaterā,Ngāti Pāoa,Ngāi Tai ki Tāmaki,Ngāti Hako,Te Ākitai Waiohua | 2.27 | 2 | 2 | 2016 | te puna wai | no | 5 | 1 | 2 | CCTV Available (0-10 Years Old) & Soil Type Available | 3.8707 | 4 | 1 | 1 | 5 | Property Parcels, NZTA | 1 |  | 1.5 | 1.75 | 0.0022971 | Modelled Flow Data Used & Depth Available | 72.0682 | 13
2733 | 2971 | 17262 | 10008513 | 197061 | DSSWN | Swanson Branch | Gravity | Pipe | Buried | OP | CONC | None | 1966-06-30 | 12.19 | 11.59 | dwg | WI | Transmission | GP10003 | 2 |  |  | 4 | 525 | [5 empty] | 77782 | NA |  | 155.93 |  | WSL |  | Te Kawerau a Maki,Ngāti Whātua,Ngāti Whātua o Ōrākei,Ngāti Tamaoho,Ngāti Tamaterā,Te Ākitai Waiohua | 2.33 | 2 | 2 | 2009 | te puna wai | no | 5 | 1 | 2 | CCTV Available (10-20 Years Old) & Soil Type Available | 3.8659 | 4 | 1 | 2 | 3.5 | Property Parcels, Building Outlines | 4 | Significant Ecological Area - SEA_T_4747, NZ River Lines | 5 | 1.755 | 0.0088412 | Modelled Flow Data Used & Depth Available | 155.9283 | 13
4549 | 5055 | 2692583 | 10100749 | 193871 | DSB9D | Branch 9 Diversion | Outfall | Pipe | Buried | OP | CONC | None | 2016-07-11 | 37.62 | 35.68 | dwg | WI | Transmission | T0001026 | 4 |  |  | 4 | 900 | [5 empty] | 74552 | NA |  | 34.39 |  | WSL |  | Waikato,Te Kawerau a Maki,Ngāti Whātua,Ngāti Maru,Ngāti Whātua o Ōrākei,Ngāti Tamaoho,Ngāti Tamaterā,Ngāi Tai ki Tāmaki,Ngāti Hako,Te Ākitai Waiohua | 1.76 | 2 |  |  |  | no | 5 | 1 | 1 | CCTV NOT Available or Over 30 Years Old & Soil Type Available | 3.863 | 4 | 4 | 4 | 1 |  | 1 | Significant Ecological Area - SEA_T_6097, Aquifer - Auckland Isthmus Volcanic Aquifer | 1.5 | 0.71 | 0.8 | Diameter Used For Flow Approximation & Depth Available | 34.3925 | 13
3872 | 4149 | 919193 | 10087912 | 195323 | DSHKI | Hauraki Branch Sewer TS3A | Gravity | Pipe | Buried | OP | CONC | None | 1972-06-01 |  |  | dwg | NI | Transmission | Legacy | 2 |  |  | 4 | 800 | [5 empty] | 64823 | NA |  | 11.6 |  | WSL |  | Te Kawerau a Maki,Ngāti Whātua,Ngāti Maru,Ngāti Whātua o Ōrākei,Ngāti Tamaoho,Te Patukirikiri,Ngāti Whanaunga,Ngāti Tamaterā,Ngāti Pāoa,Ngāi Tai ki Tāmaki,Ngāti Hako,Te Ākitai Waiohua | 2.27 | 2 | 2 | 2017 | te puna wai | no | 5 | 1 | 2 | CCTV Available (0-10 Years Old) & Soil Type Available | 3.863 | 4 | 4 | 4 | 1 |  | 1 |  | 1.5 | 0.71 | 0.8 | Diameter Used For Flow Approximation & Depth Available | 11.6013 | 13
3950 | 4228 | 919190 | 10087916 | 195324 | DSHKI | Hauraki Branch Sewer TS3A | Gravity | Pipe | Buried | OP | CONC | None | 1957-01-01 |  |  | dwg | NI | Transmission | Legacy | 2 |  |  | 4 | 800 | [5 empty] | 64829 | NA |  | 1.82 |  | WSL |  | Te Kawerau a Maki,Ngāti Whātua,Ngāti Maru,Ngāti Whātua o Ōrākei,Ngāti Tamaoho,Te Patukirikiri,Ngāti Whanaunga,Ngāti Tamaterā,Ngāti Pāoa,Ngāi Tai ki Tāmaki,Ngāti Hako,Te Ākitai Waiohua | 2.67 | 3 | 2 | 2017 | te puna wai | no | 5 | 1 | 3 | CCTV Available (0-10 Years Old) & Soil Type Available | 3.863 | 4 | 4 | 4 | 1 |  | 1 |  | 1.5 | 0.71 | 0.8 | Diameter Used For Flow Approximation & Depth Available | 1.8232 | 17
3975 | 4253 | 919191 | 10087918 | 195480 | DSHKI | Hauraki Branch Sewer TS3A | Gravity | Pipe | Buried | OP | CONC | None | 1957-01-01 |  |  | dwg | NI | Transmission | Legacy | 2 |  |  | 4 | 800 | [5 empty] | 64831 | NA |  | 1.38 |  | WSL |  | Te Kawerau a Maki,Ngāti Whātua,Ngāti Maru,Ngāti Whātua o Ōrākei,Ngāti Tamaoho,Te Patukirikiri,Ngāti Whanaunga,Ngāti Tamaterā,Ngāti Pāoa,Ngāi Tai ki Tāmaki,Ngāti Hako,Te Ākitai Waiohua | 2.67 | 3 | 2 | 2017 | te puna wai | no | 5 | 1 | 3 | CCTV Available (0-10 Years Old) & Soil Type Available | 3.863 | 4 | 4 | 4 | 1 |  | 1 |  | 1.5 | 0.71 | 0.8 | Diameter Used For Flow Approximation & Depth Available | 1.3763 | 17
4749 | 745522 | 5724217 | 0 | 82770471 | DSMIL | Milldale Branch Sewer | Gravity | Pipe | Tunnelled | OP | CONC | None | 2020-08-28 |  |  | 0.1s | NI | Transmission | 2013320.00 | 2 |  |  |  | 1100 | ASBUILT | ASBUILT | ASBUILT | ASBUILT | CONS | 82750921 |  |  | 207.66 | ASBUILT | WSL |  | Te Kawerau a Maki,Ngāti Whātua,Ngāti Maru,Ngāti Whātua o Kaipara,Ngāti Manuhiri,Te Patukirikiri,Ngāti Whanaunga,Ngāti Tamaterā,Ngāti Pāoa,Ngāi Tai ki Tāmaki,Ngāti Hako,Te Ākitai Waiohua | 1.59 | 2 |  |  |  | no | 3 | 3 | 1 | CCTV NOT Available or Over 30 Years Old & Soil Type Not Available | 3.863 | 4 | 4 | 4 | 1 |  | 1 |  | 1.5 | 0.71 | 0.8 | Diameter Used For Flow Approximation & Depth Available | 207.6617 | 13
4748 | 745519 | 5724216 | 0 | 82770470 | DSMIL | Milldale Branch Sewer | Gravity | Pipe | Tunnelled | OP | CONC | None | 2020-08-28 |  |  | 0.1s | NI | Transmission | 2013320.00 | 2 |  |  |  | 1100 | ASBUILT | ASBUILT | ASBUILT | ASBUILT | CONS | 82750922 |  |  | 179.11 | ASBUILT | WSL |  | Te Kawerau a Maki,Ngāti Whātua,Ngāti Maru,Ngāti Whātua o Kaipara,Ngāti Manuhiri,Te Patukirikiri,Ngāti Whanaunga,Ngāti Tamaterā,Ngāti Pāoa,Ngāi Tai ki Tāmaki,Ngāti Hako,Te Ākitai Waiohua | 1.59 | 2 |  |  |  | no | 3 | 3 | 1 | CCTV NOT Available or Over 30 Years Old & Soil Type Not Available | 3.863 | 4 | 4 | 4 | 1 |  | 1 |  | 1.5 | 0.71 | 0.8 | Diameter Used For Flow Approximation & Depth Available | 179.1079 | 13
4756 | 745532 | 5724215 | 0 | 82770469 | DSMIL | Milldale Branch Sewer | Gravity | Pipe | Tunnelled | OP | CONC | None | 2020-08-28 |  |  | 0.1s | NI | Transmission | 2013320.00 | 2 |  |  |  | 1100 | ASBUILT | ASBUILT | ASBUILT | ASBUILT | CONS | 82750923 |  |  | 167.07 | ASBUILT | WSL |  | Te Kawerau a Maki,Ngāti Whātua,Ngāti Maru,Ngāti Whātua o Kaipara,Ngāti Manuhiri,Ngāti Whanaunga,Ngāti Tamaterā,Ngāti Pāoa,Ngāi Tai ki Tāmaki,Ngāti Hako,Te Ākitai Waiohua | 1.59 | 2 |  |  |  | no | 3 | 3 | 1 | CCTV NOT Available or Over 30 Years Old & Soil Type Not Available | 3.863 | 4 | 4 | 4 | 1 |  | 1 |  | 1.5 | 0.71 | 0.8 | Diameter Used For Flow Approximation & Depth Available | 167.0722 | 13
4731 | 745489 | 5724218 | 0 | 82770472 | DSMIL | Milldale Branch Sewer | Gravity | Pipe | Tunnelled | OP | CONC | None | 2020-08-28 |  |  | 0.1s | NI | Transmission | 2013320.00 | 2 |  |  |  | 1100 | ASBUILT | ASBUILT | ASBUILT | ASBUILT | CONS | 82750920 |  |  | 129.18 | ASBUILT | WSL |  | Te Kawerau a Maki,Ngāti Whātua,Ngāti Maru,Ngāti Whātua o Kaipara,Ngāti Manuhiri,Te Patukirikiri,Ngāti Whanaunga,Ngāti Tamaterā,Ngāti Pāoa,Ngāi Tai ki Tāmaki,Ngāti Hako,Te Ākitai Waiohua | 1.59 | 2 |  |  |  | no | 3 | 3 | 1 | CCTV NOT Available or Over 30 Years Old & Soil Type Not Available | 3.863 | 4 | 4 | 4 | 1 |  | 1 |  | 1.5 | 0.71 | 0.8 | Diameter Used For Flow Approximation & Depth Available | 129.1806 | 13
4831 | 766596 | 5874403 | 0 | 1 | DSHI2 | Howick Interceptor 2 | Gravity | Pipe | Buried | OP | PE | None | 2021-11-13 |  |  | dwg | EI | Transmission | 2012856.02 | 1 |  |  |  | 900 | ASBUILT | ASBUILT | ASBUILT | ASBUILT | CONS |  |  |  | 87.29 | ASBUILT | WSL |  |  | 1.59 | 2 |  |  |  | no | 3 | 3 | 1 | CCTV NOT Available or Over 30 Years Old & Soil Type Not Available | 3.863 | 4 | 4 | 4 | 1 |  | 1 |  | 1.5 | 0.71 | 0.8 | Diameter Used For Flow Approximation & Depth Available | 91.2529 | 13
4718 | 745472 | 5724219 | 0 | 82770473 | DSMIL | Milldale Branch Sewer | Gravity | Pipe | Tunnelled | OP | CONC | None | 2020-08-28 |  |  | 0.1s | NI | Transmission | 2013320.00 | 2 |  |  |  | 1100 | ASBUILT | ASBUILT | ASBUILT | ASBUILT | CONS | 82750919 |  |  | 3.67 | ASBUILT | WSL |  | Te Kawerau a Maki,Ngāti Whātua,Ngāti Maru,Ngāti Whātua o Kaipara,Ngāti Manuhiri,Te Patukirikiri,Ngāti Whanaunga,Ngāti Tamaterā,Ngāti Pāoa,Ngāi Tai ki Tāmaki,Ngāti Hako,Te Ākitai Waiohua | 1.59 | 2 |  |  |  | no | 3 | 3 | 1 | CCTV NOT Available or Over 30 Years Old & Soil Type Not Available | 3.863 | 4 | 4 | 4 | 1 |  | 1 |  | 1.5 | 0.71 | 0.8 | Diameter Used For Flow Approximation & Depth Available | 3.6652 | 13
3234 | 3498 | 923887 | 10088469 | 195646 | DSNTH | North Branch Sewer TS30 | Gravity | Pipe | Buried | OP | CONC | None | 2003-01-06 |  |  | dwg | NI | Transmission | Legacy | 2 |  |  | 4 | 800 | [5 empty] | 65190 | NA |  | 236.38 |  | WSL |  | Te Kawerau a Maki,Ngāti Whātua,Ngāti Maru,Ngāti Whātua o Kaipara,Ngāti Whātua o Ōrākei,Ngāti Tamaoho,Ngāti Manuhiri,Te Patukirikiri,Ngāti Whanaunga,Ngāti Tamaterā,Ngāti Pāoa,Ngāi Tai ki Tāmaki,Ngāti Hako,Te Ākitai Waiohua | 1.21 | 1 |  |  |  | no | 1 | 3 | 1 | CCTV NOT Available or Over 30 Years Old & Soil Type Available | 3.863 | 4 | 4 | 4 | 1 |  | 1 |  | 1.5 | 0.71 | 0.8 | Diameter Used For Flow Approximation & Depth Available | 236.3804 | 7
4083 | 4363 | 929556 | 10088930 | 197604 | DSTPW | Takapuna West Branch Sewer TS3 | Gravity | Pipe | Buried | OP | CONC | None | 1965-01-01 |  |  | dwg | NI | Transmission | Legacy | 2 |  |  | 4 | 800 | [5 empty] | 65458 | NA |  | 35.24 |  | WSL |  | Te Kawerau a Maki,Ngāti Whātua,Ngāti Maru,Ngāti Whātua o Ōrākei,Ngāti Tamaoho,Te Patukirikiri,Ngāti Whanaunga,Ngāti Tamaterā,Ngāti Pāoa,Ngāi Tai ki Tāmaki,Ngāti Hako,Te Ākitai Waiohua | 2 | 2 | 2 | 2016 | te puna wai | no | 1 | 1 | 2 | CCTV Available (0-10 Years Old) & Soil Type Available | 3.863 | 4 | 4 | 4 | 1 |  | 1 |  | 1.5 | 0.71 | 0.8 | Diameter Used For Flow Approximation & Depth Available | 35.2389 | 13
4172 | 4454 | 931872 | 10088929 | 197888 | DSTPW | Takapuna West Branch Sewer TS3 | Gravity | Pipe | Buried | OP | CONC | None | 1965-01-01 |  |  | dwg | NI | Transmission | Legacy | 2 |  |  | 4 | 800 | [5 empty] | 65457 | NA |  | 29.88 |  | WSL |  | Te Kawerau a Maki,Ngāti Whātua,Ngāti Maru,Ngāti Whātua o Ōrākei,Ngāti Tamaoho,Te Patukirikiri,Ngāti Whanaunga,Ngāti Tamaterā,Ngāti Pāoa,Ngāi Tai ki Tāmaki,Ngāti Hako,Te Ākitai Waiohua | 2 | 2 | 2 | 2016 | te puna wai | no | 1 | 1 | 2 | CCTV Available (0-10 Years Old) & Soil Type Available | 3.863 | 4 | 4 | 4 | 1 |  | 1 |  | 1.5 | 0.71 | 0.8 | Diameter Used For Flow Approximation & Depth Available | 29.8796 | 13
551 | 574 | 17501 | 10099266 | 196307 | DSORM | Orakei Main Sewer | Gravity | Pipe | Buried | OP | BRICK | None | 1911-06-30 |  |  | dwg | OM | Transmission | Legacy | 1 |  |  | 4 | 1050 | [5 empty] | 76303 | NA |  | 3.33 |  | WSL |  | Te Kawerau a Maki,Ngāti Whātua,Ngāti Maru,Ngāti Whātua o Ōrākei,Ngāti Tamaoho,Ngāti Tamaterā,Ngāi Tai ki Tāmaki,Ngāti Hako,Te Ākitai Waiohua | 3.12 | 3 |  |  |  | no | 1 | 1 | 4 | CCTV NOT Available or Over 30 Years Old & Soil Type Available | 3.863 | 4 | 4 | 4 | 1 |  | 1 | Place Of Historic Heritage - Oakley Creek historic landscape, including stone walls, mill site, historic bridge, Maori occupation site, and karaka trees, Significant Ecological Area - SEA_T_6008 | 1.5 | 0.71 | 0.8 | Diameter Used For Flow Approximation & Depth Available | 3.3287 | 17
2882 | 3137 | 1673591 | 10083241 | 195168 | DSGLE | Glen Eden Branch | Gravity | Pipe | Buried | OP | CONC | None | 2012-12-17 |  | 1.94 | 0.1s | WI | Transmission | T0000449 | 2 |  |  | 4 | 900 | [5 empty] | 75170 | NA |  | 2.7 |  | WSL |  | Te Kawerau a Maki,Ngāti Whātua,Ngāti Whātua o Ōrākei,Ngāti Tamaoho,Ngāti Tamaterā,Te Ākitai Waiohua | 1.21 | 1 |  |  |  | no | 1 | 3 | 1 | CCTV NOT Available or Over 30 Years Old & Soil Type Available | 3.863 | 4 | 4 | 4 | 1 |  | 1 |  | 1.5 | 0.71 | 0.8 | Diameter Used For Flow Approximation & Depth Available | 2.6982 | 7
4632 | 734775 | 5635313 | 0 | 82627942 | DSNCR | Northcote Relief Sewer | Gravity | Pipe | Buried | OP | PE | None | 2019-11-25 | 16.16 | 16.15 | 0.1s | NI | Transmission | 2012549 | 2 |  |  |  | 900 | ASBUILT | ASBUILT | ASBUILT | ASBUILT | CONS | 82604759 |  |  | 9.48 | ASBUILT | WSL |  | Te Kawerau a Maki,Ngāti Whātua,Ngāti Maru,Ngāti Whātua o Ōrākei,Ngāti Tamaoho,Ngāti Manuhiri,Te Patukirikiri,Ngāti Whanaunga,Ngāti Tamaterā,Ngāti Pāoa,Ngāi Tai ki Tāmaki,Ngāti Hako,Te Ākitai Waiohua | 1.76 | 2 |  |  |  | no | 5 | 1 | 1 | CCTV NOT Available or Over 30 Years Old & Soil Type Available | 3.857 | 4 | 4 | 4 | 1 |  | 1 |  | 1 | 0.69 | 0.8 | Diameter Used For Flow Approximation & Depth Available | 9.4799 | 13
4633 | 734781 | 5635321 | 0 | 82627943 | DSNCR | Northcote Relief Sewer | Gravity | Pipe | Buried | OP | PE | None | 2019-11-25 | 16.14 | 16.13 | 0.1s | NI | Transmission | 2012549 | 2 |  |  |  | 900 | ASBUILT | ASBUILT | ASBUILT | ASBUILT | CONS | 82604757 |  |  | 6.85 | ASBUILT | WSL |  | Te Kawerau a Maki,Ngāti Whātua,Ngāti Maru,Ngāti Whātua o Ōrākei,Ngāti Tamaoho,Ngāti Manuhiri,Te Patukirikiri,Ngāti Whanaunga,Ngāti Tamaterā,Ngāti Pāoa,Ngāi Tai ki Tāmaki,Ngāti Hako,Te Ākitai Waiohua | 1.76 | 2 |  |  |  | no | 5 | 1 | 1 | CCTV NOT Available or Over 30 Years Old & Soil Type Available | 3.857 | 4 | 4 | 4 | 1 |  | 1 |  | 1 | 0.69 | 0.8 | Diameter Used For Flow Approximation & Depth Available | 6.8569 | 13
3094 | 3355 | 917761 | 10089431 | 193741 | DSBDD | Birkdale Diversion Branch Sewer TS14A | Gravity | Pipe | Buried | OP | CONC | None | 2009-06-06 | 4.92 | 4.61 | dwg | NI | Transmission | Legacy | 2 |  |  | 4 | 900 | [5 empty] | 64137 | NA |  | 3.93 |  | WSL |  | Te Kawerau a Maki,Ngāti Whātua,Ngāti Maru,Ngāti Whātua o Ōrākei,Ngāti Tamaoho,Ngāti Manuhiri,Ngāti Whanaunga,Ngāti Tamaterā,Ngāti Pāoa,Ngāi Tai ki Tāmaki,Ngāti Hako,Te Ākitai Waiohua | 1.76 | 2 |  |  | CCTV app | yes | 5 | 1 | 1 | CCTV NOT Available or Over 30 Years Old & Soil Type Available | 3.857 | 4 | 4 | 4 | 1 |  | 1 |  | 1 | 0.69 | 0.8 | Diameter Used For Flow Approximation & Depth Available | 3.9308 | 13
4638 | 734905 | 5635952 | 0 | 82627994 | DSNCR | Northcote Relief Sewer | Gravity | Pipe | Buried | OP | ELS | None | 2019-11-25 | 15.63 | 15.6 | 0.1s | NI | Transmission | 2012549 | 2 |  |  |  | 892 | ASBUILT | ASBUILT | ASBUILT | ASBUILT | CONS | 82605497 |  |  | 15.08 | ASBUILT | WSL |  | Te Kawerau a Maki,Ngāti Whātua,Ngāti Maru,Ngāti Whātua o Ōrākei,Ngāti Tamaoho,Ngāti Manuhiri,Te Patukirikiri,Ngāti Whanaunga,Ngāti Tamaterā,Ngāti Pāoa,Ngāi Tai ki Tāmaki,Ngāti Hako,Te Ākitai Waiohua | 1 | 1 |  |  |  | no | 1 | 1 | 1 | CCTV NOT Available or Over 30 Years Old & Soil Type Available | 3.857 | 4 | 4 | 4 | 1 |  | 1 | Significant Ecological Area - SEA_T_8229 | 1 | 0.69 | 0.8 | Diameter Used For Flow Approximation & Depth Available | 15.0842 | 7
100 | 106 | 17427 | 10008814 | 197702 | DSTIN | Tamaki East Interceptor | Gravity | Pipe | Buried | OP | CONC | None | 1985-06-30 | 10.14 | 10.09 | dwg | TE | Transmission | Legacy | 1 |  |  | 4 | 1050 | [5 empty] | 77991 | NA |  | 9.89 |  | WSL |  | Waikato,Ngāti Maru,Ngāti Tamaoho,Ngāti Whanaunga,Ngāti Tamaterā,Ngāti Pāoa,Ngāi Tai ki Tāmaki,Ngāti Hako,Te Ākitai Waiohua | 2 | 2 | 2 | 2008 | CCTV Footage Review Log South_Latest.xls | no | 1 | 3 | 1 | CCTV Available (10-20 Years Old) & Soil Type Available | 3.857 | 4 | 4 | 4 | 1 |  | 1 |  | 1 | 0.69 | 0.8 | Diameter Used For Flow Approximation & Depth Available | 9.8878 | 13
3762 | 4037 | 918807 | 10088570 | 82593603 | DSOTV | Oteha Valley Branch Sewer TS27 | Gravity | Pipe | Buried | OP | PVC-U | None | 1985-01-01 |  |  | dwg | NI | Transmission | Legacy | 2 |  |  | 4 | 300 | ASBUILT | ASBUILT | ASBUILT | ASBUILT | CONS | 65259 | NA |  | 89.43 | ASBUILT | WSL |  | Te Kawerau a Maki,Ngāti Whātua,Ngāti Maru,Ngāti Whātua o Kaipara,Ngāti Whātua o Ōrākei,Ngāti Tamaoho,Ngāti Manuhiri,Te Patukirikiri,Ngāti Whanaunga,Ngāti Tamaterā,Ngāti Pāoa,Ngāi Tai ki Tāmaki,Ngāti Hako,Te Ākitai Waiohua | 1.21 | 1 |  |  |  | no | 1 | 3 | 1 | CCTV NOT Available or Over 30 Years Old & Soil Type Available | 3.8549 | 4 | 1 | 1 | 5 | NZTA | 1 |  | 1.5 | 1.75 | 0.01072 | Modelled Flow Data Used & Depth Available | 89.4326 | 7
3177 | 3441 | 923886 | 10088569 | 195992 | DSOTV | Oteha Valley Branch Sewer TS27 | Gravity | Pipe | Buried | OP | PVC-U | None | 1989-01-01 |  |  | dwg | NI | Transmission | Legacy | 2 |  |  | 4 | 300 | [5 empty] | 65258 | NA |  | 87.29 |  | WSL |  | Te Kawerau a Maki,Ngāti Whātua,Ngāti Maru,Ngāti Whātua o Kaipara,Ngāti Whātua o Ōrākei,Ngāti Tamaoho,Ngāti Manuhiri,Te Patukirikiri,Ngāti Whanaunga,Ngāti Tamaterā,Ngāti Pāoa,Ngāi Tai ki Tāmaki,Ngāti Hako,Te Ākitai Waiohua | 2 | 2 | 2 | 2018 | te puna wai | no | 1 | 3 | 1 | CCTV Available (0-10 Years Old) & Soil Type Available | 3.8549 | 4 | 1 | 1 | 5 | NZTA | 1 |  | 1.5 | 1.75 | 0.01072 | Modelled Flow Data Used & Depth Available | 87.2892 | 13
3417 | 3690 | 926675 | 10088571 | 196147 | DSOTV | Oteha Valley Branch Sewer TS27 | Gravity | Pipe | Buried | OP | PVC-U | None | 1989-01-01 |  |  | dwg | NI | Transmission | Legacy | 2 |  |  | 4 | 300 | [5 empty] | 65260 | NA |  | 83.7 |  | WSL |  | Te Kawerau a Maki,Ngāti Whātua,Ngāti Maru,Ngāti Whātua o Kaipara,Ngāti Whātua o Ōrākei,Ngāti Tamaoho,Ngāti Manuhiri,Te Patukirikiri,Ngāti Whanaunga,Ngāti Tamaterā,Ngāti Pāoa,Ngāi Tai ki Tāmaki,Ngāti Hako,Te Ākitai Waiohua | 2 | 2 | 2 | 2018 | te puna wai | no | 1 | 3 | 1 | CCTV Available (0-10 Years Old) & Soil Type Available | 3.8549 | 4 | 1 | 1 | 5 | NZTA | 1 |  | 1.5 | 1.75 | 0.01072 | Modelled Flow Data Used & Depth Available | 83.6978 | 13
216 | 228 | 16783 | 10007051 | 195859 | DSORM | Orakei Main Sewer | Gravity | Pipe | Buried | OP | BRICK | None | 1911-06-30 | 2.17 | 2.15 | dwg | OM | Transmission | Legacy | 1 |  |  | 4 | 2100 | [5 empty] | 76245 | NA |  | 62.56 |  | WSL |  | Waikato,Te Kawerau a Maki,Ngāti Whātua,Ngāti Maru,Ngāti Whātua o Ōrākei,Ngāti Tamaoho,Te Patukirikiri,Ngāti Tamaterā,Ngāti Pāoa,Ngāi Tai ki Tāmaki,Ngāti Hako,Te Ākitai Waiohua | 2.8 | 3 | 2 | 2013 | CCTV Footage Review Log South_Latest.xls | no | 1 | 1 | 4 | CCTV Available (10-20 Years Old) & Soil Type Available | 3.8492 | 4 | 5 | 5 | 2.5 | Property Parcels, Building Outlines | 1 |  | 5 | 1.355 | 0.32994 | Modelled Flow Data Used & Depth Available | 62.5562 | 17
570 | 593 | 16286 | 10007052 | 196287 | DSORM | Orakei Main Sewer | Gravity | Pipe | Buried | OP | BRICK | None | 1911-06-30 | 2.21 | 2.17 | dwg | OM | Transmission | Legacy | 1 |  |  | 4 | 2100 | [5 empty] | 76246 | NA |  | 117.95 |  | WSL |  | Waikato,Te Kawerau a Maki,Ngāti Whātua,Ngāti Maru,Ngāti Whātua o Ōrākei,Ngāti Tamaoho,Te Patukirikiri,Ngāti Tamaterā,Ngāti Pāoa,Ngāi Tai ki Tāmaki,Ngāti Hako,Te Ākitai Waiohua | 3.34 | 3 | 2 | 2013 | CCTV Footage Review Log South_Latest.xls | no | 5 | 1 | 4 | CCTV Available (10-20 Years Old) & Soil Type Available | 3.8491 | 4 | 5 | 5 | 2.5 | Property Parcels, Building Outlines | 1 |  | 5 | 1.355 | 0.32987 | Modelled Flow Data Used & Depth Available | 117.9498 | 17
4657 | 735580 | 5639668 | 0 | 82638793 | DSDRU | Drury Branch Sewer | Rising | Pipe | Buried | OP | PE | None | 2020-12-01 |  |  | 0.1s | SI | Transmission | 2013131 | 2 |  |  |  | 450 | ASBUILT | ASBUILT | ASBUILT | ASBUILT | CONS | 82593621 |  |  | 648 | ASBUILT | WSL |  | Waikato,Ngāti Maru,Ngāti Tamaoho,Ngāti Tamaterā,Ngāti Pāoa,Ngāi Tai ki Tāmaki,Ngāti Hako,Te Ākitai Waiohua | 1.21 | 1 |  |  |  | no | 1 | 3 | 1 | CCTV NOT Available or Over 30 Years Old & Soil Type Available | 3.848 | 4 | 2 | 4 | 5 | Property Parcels, KiwiRail | 4 | NZ River Lines | 1.5 | 2.22 | 0.4 | Diameter Used For Flow Approximation & Depth Available | 648.0867 | 7
4285 | 4570 | 934332 | 10087873 | 195281 | DSGNH | Greenhithe Branch Sewer TS22 | Rising | Pipe | Buried | OP | CLS | None | 2005-03-01 |  |  | dwg | NI | Transmission | Legacy | 2 |  |  | 4 | 420 | [5 empty] | 64801 | NA |  | 227.28 |  | WSL |  | Te Kawerau a Maki,Ngāti Whātua,Ngāti Maru,Ngāti Whātua o Kaipara,Ngāti Whātua o Ōrākei,Ngāti Tamaoho,Ngāti Manuhiri,Ngāti Whanaunga,Ngāti Tamaterā,Ngāti Pāoa,Ngāi Tai ki Tāmaki,Ngāti Hako,Te Ākitai Waiohua | 1.21 | 1 |  |  |  | no | 1 | 3 | 1 | CCTV NOT Available or Over 30 Years Old & Soil Type Available | 3.848 | 4 | 2 | 4 | 5 | Schools & Hospitals | 4 | NZ River Lines | 1.5 | 2.22 | 0.4 | Diameter Used For Flow Approximation & Depth Available | 227.2848 | 7
3917 | 4195 | 922688 | 10089381 | 194166 | DSBBN | Browns Bay North Branch Sewer TS7C | Gravity | Pipe | Buried | OP | CONC | None | 1969-01-01 |  |  | dwg | NI | Transmission | Legacy | 2 |  |  | 4 | 381 | [5 empty] | 64109 | NA |  | 76.47 |  | WSL |  | Te Kawerau a Maki,Ngāti Whātua,Ngāti Maru,Ngāti Whātua o Ōrākei,Ngāti Tamaoho,Ngāti Manuhiri,Te Patukirikiri,Ngāti Whanaunga,Ngāti Tamaterā,Ngāti Pāoa,Ngāi Tai ki Tāmaki,Ngāti Hako,Te Ākitai Waiohua | 2.46 | 2 |  |  |  | no | 5 | 1 | 2 | CCTV NOT Available or Over 30 Years Old & Soil Type Available | 3.8477 | 4 | 1 | 1 | 5 | Schools & Hospitals | 1 |  | 1.5 | 1.75 | 0.014548 | Modelled Flow Data Used & Depth Available | 76.4673 | 13
3582 | 3855 | 905545 | 10089379 | 193920 | DSBBN | Browns Bay North Branch Sewer TS7C | Gravity | Pipe | Buried | OP | CONC | None | 1969-01-01 |  |  | dwg | NI | Transmission | Legacy | 2 |  |  | 4 | 381 | [5 empty] | 64107 | NA |  | 63.1 |  | WSL |  | Te Kawerau a Maki,Ngāti Whātua,Ngāti Maru,Ngāti Whātua o Ōrākei,Ngāti Tamaoho,Ngāti Manuhiri,Te Patukirikiri,Ngāti Whanaunga,Ngāti Tamaterā,Ngāti Pāoa,Ngāi Tai ki Tāmaki,Ngāti Hako,Te Ākitai Waiohua | 2.46 | 2 |  |  |  | no | 5 | 1 | 2 | CCTV NOT Available or Over 30 Years Old & Soil Type Available | 3.8477 | 4 | 1 | 1 | 5 | Schools & Hospitals, Public Park & Sports Area | 1 |  | 1.5 | 1.75 | 0.014548 | Modelled Flow Data Used & Depth Available | 63.1007 | 13
3864 | 4141 | 922687 | 10089380 | 193727 | DSBBN | Browns Bay North Branch Sewer TS7C | Gravity | Pipe | Buried | OP | CONC | None | 1983-01-01 |  |  | dwg | NI | Transmission | Legacy | 2 |  |  | 4 | 381 | [5 empty] | 64108 | NA |  | 31.84 |  | WSL |  | Te Kawerau a Maki,Ngāti Whātua,Ngāti Maru,Ngāti Whātua o Ōrākei,Ngāti Tamaoho,Ngāti Manuhiri,Te Patukirikiri,Ngāti Whanaunga,Ngāti Tamaterā,Ngāti Pāoa,Ngāi Tai ki Tāmaki,Ngāti Hako,Te Ākitai Waiohua | 2.46 | 2 |  |  |  | no | 5 | 1 | 2 | CCTV NOT Available or Over 30 Years Old & Soil Type Available | 3.8477 | 4 | 1 | 1 | 5 | Schools & Hospitals | 1 |  | 1.5 | 1.75 | 0.014548 | Modelled Flow Data Used & Depth Available | 31.8369 | 13
2794 | 3041 | 302881 | 10073493 | 195814 | DSOND | Otahuhu North Branch Diversion Sewer | Gravity | Pipe | Buried | OP | PE | None | 2011-07-01 |  |  | dwg | EI | Transmission | T0000080 | 2 |  |  | 4 | 355 | [5 empty] | 76041 | NA |  | 14.33 |  | WSL |  | Waikato,Te Kawerau a Maki,Ngāti Maru,Ngāti Whātua o Ōrākei,Ngāti Tamaoho,Ngāti Whanaunga,Ngāti Tamaterā,Ngāti Pāoa,Ngāi Tai ki Tāmaki,Ngāti Hako,Te Ākitai Waiohua | 1.42 | 1 | 1 | 2011 | te puna wai | no | 3 | 3 | 1 | CCTV Available (10-20 Years Old) & Soil Type Available | 3.8451 | 4 | 1 | 1 | 5 | Schools & Hospitals | 1 |  | 1.5 | 1.75 | 0.015964 | Modelled Flow Data Used & Depth Available | 14.3272 | 7
700 | 733 | 14889 | 10006949 | 195846 | DSONT | Onehunga Tradewaste | Gravity | Pipe | Buried | OP | CONC | None | 1965-06-30 | 1.92 | 1.6 | dwg | WI | Transmission | Legacy | 2 |  |  | 4 | 300 | [5 empty] | 76182 | NA |  | 91.94 |  | WSL |  | Waikato,Te Kawerau a Maki,Ngāti Whātua,Ngāti Maru,Ngāti Whātua o Ōrākei,Ngāti Tamaoho,Ngāti Tamaterā,Ngāti Pāoa,Ngāi Tai ki Tāmaki,Ngāti Hako,Te Ākitai Waiohua | 2.17 | 2 | 2 | 2018 | CCTV Footage Review Log South_Latest.xls | yes | 3 | 3 | 2 | CCTV Available (0-10 Years Old) & Soil Type Available | 3.8448 | 4 | 1 | 1 | 5 | Property Parcels, KiwiRail | 1 | Aquifer - Mt Wellington Volcanic Aquifer | 1 | 1.73 | 0.00012869 | Modelled Flow Data Used & Depth Available | 91.9441 | 13
2277 | 2488 | 15077 | 10007703 | 196416 | DSPNW | Penrose West Branch | Gravity | Pipe | Buried | OP | CONC | None | 1960-06-30 | 23.96 | 21.95 | dwg | WI | Transmission | Legacy | 2 |  |  | 4 | 318 | [5 empty] | 77005 | NA |  | 64.98 |  | WSL |  | Waikato,Te Kawerau a Maki,Ngāti Whātua,Ngāti Maru,Ngāti Whātua o Ōrākei,Ngāti Tamaoho,Ngāti Tamaterā,Ngāti Pāoa,Ngāi Tai ki Tāmaki,Ngāti Hako,Te Ākitai Waiohua | 2.24 | 2 | 2 | 2016 | te puna wai | no | 1 | 1 | 3 | CCTV Available (0-10 Years Old) & Soil Type Available | 3.8445 | 4 | 1 | 1 | 5 | Property Parcels, KiwiRail | 1 | Aquifer - Mt Wellington Volcanic Aquifer | 1 | 1.73 | 0.00026382 | Modelled Flow Data Used & Depth Available | 64.9781 | 13
2550 | 2773 | 15534 | 10008753 | 197097 | DSTEP | Te Papa Tradewaste | Gravity | Pipe | Buried | OP | CONC | None | 1992-07-01 | 7.29 | 7.1 | dwg | WI | Transmission | Legacy | 2 |  |  | 4 | 381 | [5 empty] | 77919 | NA |  | 79.52 |  | WSL |  | Waikato,Te Kawerau a Maki,Ngāti Whātua,Ngāti Maru,Ngāti Whātua o Ōrākei,Ngāti Tamaoho,Ngāti Tamaterā,Ngāti Pāoa,Ngāi Tai ki Tāmaki,Ngāti Hako,Te Ākitai Waiohua | 1.34 | 1 | 1 | 2015 | te puna wai | no | 3 | 3 | 1 | CCTV Available (0-10 Years Old) & Soil Type Available | 3.8425 | 4 | 1 | 1 | 5 | Property Parcels, KiwiRail, Building Outlines | 1 | Aquifer - Mt Wellington Volcanic Aquifer | 1 | 1.73 | 0.001332 | Modelled Flow Data Used & Depth Available | 79.516 | 7
2960 | 3218 | 910898 | 10089175 | 193222 | DSALS | Albany South Branch Sewer TS28 | Gravity | Pipe | Buried | OP | PVC-U | None | 1998-04-30 |  |  | dwg | NI | Transmission | Legacy | 2 |  |  | 4 | 300 | [5 empty] | 64002 | NA |  | 93.84 |  | WSL |  | Te Kawerau a Maki,Ngāti Whātua,Ngāti Maru,Ngāti Whātua o Kaipara,Ngāti Whātua o Ōrākei,Ngāti Tamaoho,Ngāti Manuhiri,Ngāti Whanaunga,Ngāti Tamaterā,Ngāti Pāoa,Ngāi Tai ki Tāmaki,Ngāti Hako,Te Ākitai Waiohua | 2 | 2 | 2 | 2017 | te puna wai | no | 1 | 3 | 1 | CCTV Available (0-10 Years Old) & Soil Type Available | 3.842 | 4 | 1 | 1 | 5 | Schools & Hospitals | 1 |  | 1.5 | 1.75 | 0.017611 | Modelled Flow Data Used & Depth Available | 93.8433 | 13
3820 | 4096 | 920125 | 10089187 | 193230 | DSALS | Albany South Branch Sewer TS28 | Gravity | Pipe | Buried | OP | CONC | None | 1998-03-06 |  |  | dwg | NI | Transmission | Legacy | 2 |  |  | 4 | 300 | [5 empty] | 64014 | NA |  | 87.54 |  | WSL |  | Te Kawerau a Maki,Ngāti Whātua,Ngāti Maru,Ngāti Whātua o Kaipara,Ngāti Whātua o Ōrākei,Ngāti Tamaoho,Ngāti Manuhiri,Ngāti Whanaunga,Ngāti Tamaterā,Ngāti Pāoa,Ngāi Tai ki Tāmaki,Ngāti Hako,Te Ākitai Waiohua | 2 | 2 | 2 | 2017 | te puna wai | no | 1 | 3 | 1 | CCTV Available (0-10 Years Old) & Soil Type Available | 3.842 | 4 | 1 | 1 | 5 | Property Parcels, Schools & Hospitals | 1 |  | 1.5 | 1.75 | 0.017611 | Modelled Flow Data Used & Depth Available | 87.5394 | 13
3929 | 4207 | 926978 | 10089184 | 193041 | DSALS | Albany South Branch Sewer TS28 | Gravity | Pipe | Buried | OP | CONC | None | 1998-03-06 |  |  | dwg | NI | Transmission | Legacy | 2 |  |  | 4 | 300 | [5 empty] | 64011 | NA |  | 72.98 |  | WSL |  | Te Kawerau a Maki,Ngāti Whātua,Ngāti Maru,Ngāti Whātua o Kaipara,Ngāti Whātua o Ōrākei,Ngāti Tamaoho,Ngāti Manuhiri,Ngāti Whanaunga,Ngāti Tamaterā,Ngāti Pāoa,Ngāi Tai ki Tāmaki,Ngāti Hako,Te Ākitai Waiohua | 2 | 2 | 2 | 2017 | te puna wai | no | 1 | 3 | 1 | CCTV Available (0-10 Years Old) & Soil Type Available | 3.842 | 4 | 1 | 1 | 5 | Property Parcels, Schools & Hospitals | 1 |  | 1.5 | 1.75 | 0.017611 | Modelled Flow Data Used & Depth Available | 72.9814 | 13
3836 | 4113 | 920128 | 10089183 | 193229 | DSALS | Albany South Branch Sewer TS28 | Gravity | Pipe | Buried | OP | CONC | None | 1998-03-06 |  |  | dwg | NI | Transmission | Legacy | 2 |  |  | 4 | 300 | [5 empty] | 64010 | NA |  | 72.17 |  | WSL |  | Te Kawerau a Maki,Ngāti Whātua,Ngāti Maru,Ngāti Whātua o Kaipara,Ngāti Whātua o Ōrākei,Ngāti Tamaoho,Ngāti Manuhiri,Ngāti Whanaunga,Ngāti Tamaterā,Ngāti Pāoa,Ngāi Tai ki Tāmaki,Ngāti Hako,Te Ākitai Waiohua | 2 | 2 | 2 | 2017 | te puna wai | no | 1 | 3 | 1 | CCTV Available (0-10 Years Old) & Soil Type Available | 3.842 | 4 | 1 | 1 | 5 | Property Parcels, Schools & Hospitals | 1 |  | 1.5 | 1.75 | 0.017611 | Modelled Flow Data Used & Depth Available | 72.1669 | 13
3992 | 4270 | 926982 | 10089186 | 193318 | DSALS | Albany South Branch Sewer TS28 | Gravity | Pipe | Buried | OP | CONC | None | 1998-11-16 |  |  | dwg | NI | Transmission | Legacy | 2 |  |  | 4 | 300 | [5 empty] | 64013 | NA |  | 39.18 |  | WSL |  | Te Kawerau a Maki,Ngāti Whātua,Ngāti Maru,Ngāti Whātua o Kaipara,Ngāti Whātua o Ōrākei,Ngāti Tamaoho,Ngāti Manuhiri,Ngāti Whanaunga,Ngāti Tamaterā,Ngāti Pāoa,Ngāi Tai ki Tāmaki,Ngāti Hako,Te Ākitai Waiohua | 2 | 2 | 2 | 2017 | te puna wai | no | 1 | 3 | 1 | CCTV Available (0-10 Years Old) & Soil Type Available | 3.842 | 4 | 1 | 1 | 5 | Property Parcels, Schools & Hospitals | 1 |  | 1.5 | 1.75 | 0.017611 | Modelled Flow Data Used & Depth Available | 39.1846 | 13
3973 | 4251 | 924202 | 10089174 | 193309 | DSALS | Albany South Branch Sewer TS28 | Gravity | Pipe | Buried | OP | PVC-U | None | 1998-04-30 |  |  | dwg | NI | Transmission | Legacy | 2 |  |  | 4 | 300 | [5 empty] | 64001 | NA |  | 35.59 |  | WSL |  | Te Kawerau a Maki,Ngāti Whātua,Ngāti Maru,Ngāti Whātua o Kaipara,Ngāti Whātua o Ōrākei,Ngāti Tamaoho,Ngāti Manuhiri,Ngāti Whanaunga,Ngāti Tamaterā,Ngāti Pāoa,Ngāi Tai ki Tāmaki,Ngāti Hako,Te Ākitai Waiohua | 2 | 2 | 2 | 2017 | te puna wai | no | 1 | 3 | 1 | CCTV Available (0-10 Years Old) & Soil Type Available | 3.842 | 4 | 1 | 1 | 5 | Property Parcels, Building Outlines, Schools & Hospitals | 1 |  | 1.5 | 1.75 | 0.017611 | Modelled Flow Data Used & Depth Available | 35.5916 | 13
3934 | 4212 | 926974 | 10089178 | 193310 | DSALS | Albany South Branch Sewer TS28 | Gravity | Pipe | Buried | OP | CONC | None | 1989-01-01 |  |  | dwg | NI | Transmission | Legacy | 2 |  |  | 4 | 300 | [5 empty] | 64005 | NA |  | 33.95 |  | WSL |  | Te Kawerau a Maki,Ngāti Whātua,Ngāti Maru,Ngāti Whātua o Kaipara,Ngāti Whātua o Ōrākei,Ngāti Tamaoho,Ngāti Manuhiri,Ngāti Whanaunga,Ngāti Tamaterā,Ngāti Pāoa,Ngāi Tai ki Tāmaki,Ngāti Hako,Te Ākitai Waiohua | 2 | 2 | 2 | 2017 | te puna wai | no | 1 | 3 | 1 | CCTV Available (0-10 Years Old) & Soil Type Available | 3.842 | 4 | 1 | 1 | 5 | Schools & Hospitals | 1 |  | 1.5 | 1.75 | 0.017611 | Modelled Flow Data Used & Depth Available | 33.9484 | 13
3063 | 3324 | 909831 | 10089181 | 193472 | DSALS | Albany South Branch Sewer TS28 | Gravity | Pipe | Buried | OP | CONC | None | 1998-04-30 |  |  | dwg | NI | Transmission | Legacy | 2 |  |  | 4 | 300 | [5 empty] | 64008 | NA |  | 33.04 |  | WSL |  | Te Kawerau a Maki,Ngāti Whātua,Ngāti Maru,Ngāti Whātua o Kaipara,Ngāti Whātua o Ōrākei,Ngāti Tamaoho,Ngāti Manuhiri,Ngāti Whanaunga,Ngāti Tamaterā,Ngāti Pāoa,Ngāi Tai ki Tāmaki,Ngāti Hako,Te Ākitai Waiohua | 2 | 2 | 2 | 2017 | te puna wai | no | 1 | 3 | 1 | CCTV Available (0-10 Years Old) & Soil Type Available | 3.842 | 4 | 1 | 1 | 5 | Schools & Hospitals | 1 |  | 1.5 | 1.75 | 0.017611 | Modelled Flow Data Used & Depth Available | 33.0447 | 13
3935 | 4213 | 926973 | 10089179 | 193228 | DSALS | Albany South Branch Sewer TS28 | Gravity | Pipe | Buried | OP | CONC | None | 1989-01-01 |  |  | dwg | NI | Transmission | Legacy | 2 |  |  | 4 | 300 | [5 empty] | 64006 | NA |  | 31.7 |  | WSL |  | Te Kawerau a Maki,Ngāti Whātua,Ngāti Maru,Ngāti Whātua o Kaipara,Ngāti Whātua o Ōrākei,Ngāti Tamaoho,Ngāti Manuhiri,Ngāti Whanaunga,Ngāti Tamaterā,Ngāti Pāoa,Ngāi Tai ki Tāmaki,Ngāti Hako,Te Ākitai Waiohua | 2 | 2 | 2 | 2017 | te puna wai | no | 1 | 3 | 1 | CCTV Available (0-10 Years Old) & Soil Type Available | 3.842 | 4 | 1 | 1 | 5 | Schools & Hospitals | 1 |  | 1.5 | 1.75 | 0.017611 | Modelled Flow Data Used & Depth Available | 31.6969 | 13
3140 | 3402 | 909832 | 10089182 | 193317 | DSALS | Albany South Branch Sewer TS28 | Gravity | Pipe | Buried | OP | PVC-U | None | 1998-04-30 |  |  | dwg | NI | Transmission | Legacy | 2 |  |  | 4 | 300 | [5 empty] | 64009 | NA |  | 29.94 |  | WSL |  | Te Kawerau a Maki,Ngāti Whātua,Ngāti Maru,Ngāti Whātua o Kaipara,Ngāti Whātua o Ōrākei,Ngāti Tamaoho,Ngāti Manuhiri,Ngāti Whanaunga,Ngāti Tamaterā,Ngāti Pāoa,Ngāi Tai ki Tāmaki,Ngāti Hako,Te Ākitai Waiohua | 2 | 2 | 2 | 2017 | te puna wai | no | 1 | 3 | 1 | CCTV Available (0-10 Years Old) & Soil Type Available | 3.842 | 4 | 1 | 1 | 5 | Property Parcels, Schools & Hospitals | 1 |  | 1.5 | 1.75 | 0.017611 | Modelled Flow Data Used & Depth Available | 29.9447 | 13
3981 | 4259 | 926981 | 10089185 | 193473 | DSALS | Albany South Branch Sewer TS28 | Gravity | Pipe | Buried | OP | CONC | None | 1998-11-16 |  |  | dwg | NI | Transmission | Legacy | 2 |  |  | 4 | 300 | [5 empty] | 64012 | NA |  | 23.12 |  | WSL |  | Te Kawerau a Maki,Ngāti Whātua,Ngāti Maru,Ngāti Whātua o Kaipara,Ngāti Whātua o Ōrākei,Ngāti Tamaoho,Ngāti Manuhiri,Ngāti Whanaunga,Ngāti Tamaterā,Ngāti Pāoa,Ngāi Tai ki Tāmaki,Ngāti Hako,Te Ākitai Waiohua | 2 | 2 | 2 | 2017 | te puna wai | no | 1 | 3 | 1 | CCTV Available (0-10 Years Old) & Soil Type Available | 3.842 | 4 | 1 | 1 | 5 | Property Parcels, Schools & Hospitals | 1 |  | 1.5 | 1.75 | 0.017611 | Modelled Flow Data Used & Depth Available | 23.1151 | 13
3932 | 4210 | 926977 | 10089177 | 193465 | DSALS | Albany South Branch Sewer TS28 | Gravity | Pipe | Buried | OP | CONC | None | 1980-01-01 |  |  | dwg | NI | Transmission | Legacy | 2 |  |  | 4 | 300 | [5 empty] | 64004 | NA |  | 3.87 |  | WSL |  | Te Kawerau a Maki,Ngāti Whātua,Ngāti Maru,Ngāti Whātua o Kaipara,Ngāti Whātua o Ōrākei,Ngāti Tamaoho,Ngāti Manuhiri,Ngāti Whanaunga,Ngāti Tamaterā,Ngāti Pāoa,Ngāi Tai ki Tāmaki,Ngāti Hako,Te Ākitai Waiohua | 2 | 2 | 2 | 2017 | te puna wai | no | 1 | 3 | 2 | CCTV Available (0-10 Years Old) & Soil Type Available | 3.842 | 4 | 1 | 1 | 5 | Schools & Hospitals | 1 |  | 1.5 | 1.75 | 0.017611 | Modelled Flow Data Used & Depth Available | 3.8655 | 13
1642 | 1788 | 15225 | 10004975 | 193750 | DSB9B | Branch 9B Carr Road | Gravity | Pipe | Buried | OP | CONC | None | 1965-06-30 | 56.13 | 56.03 | dwg | WI | Transmission | Legacy | 2 |  |  | 4 | 375 | [5 empty] | 74508 | NA |  | 38.48 |  | WSL |  | Waikato,Te Kawerau a Maki,Ngāti Whātua,Ngāti Maru,Ngāti Whātua o Ōrākei,Ngāti Tamaoho,Ngāti Tamaterā,Ngāi Tai ki Tāmaki,Ngāti Hako,Te Ākitai Waiohua | 2.33 | 2 | 2 | 2011 | te puna wai | no | 5 | 1 | 2 | CCTV Available (10-20 Years Old) & Soil Type Available | 3.8411 | 4 | 1 | 1 | 5 | KiwiRail | 1 |  | 1 | 1.73 | 0.0021363 | Modelled Flow Data Used & Depth Available | 38.4771 | 13
707 | 740 | 15062 | 10007906 | 196997 | DSROY | Royal Oak Branch | Gravity | Pipe | Buried | OP | VC | CIP | 1968-06-30 | 46.06 | 44.56 | dwg | WI | Transmission | Legacy | 2 |  |  | 4 | 300 | [5 empty] | 77148 | NA |  | 54.52 |  | WSL |  | Waikato,Te Kawerau a Maki,Ngāti Whātua,Ngāti Maru,Ngāti Whātua o Ōrākei,Ngāti Tamaoho,Ngāti Tamaterā,Ngāi Tai ki Tāmaki,Ngāti Hako,Te Ākitai Waiohua | 1.44 | 1 | 1 | 2014 | te puna wai | no | 5 | 1 | 1 | CCTV Available (0-10 Years Old) & Soil Type Available | 3.841 | 4 | 1 | 1 | 5 | Property Parcels, KiwiRail | 1 | Aquifer - Onehunga Volcanic Aquifer | 1 | 1.73 | 0.0021813 | Modelled Flow Data Used & Depth Available | 54.5225 | 7
2677 | 2910 | 15448 | 10007905 | 196700 | DSROY | Royal Oak Branch | Gravity | Pipe | Buried | OP | VC | CIP | 1968-06-30 | 44.56 | 35.4 | dwg | WI | Transmission | Legacy | 2 |  |  | 4 | 300 | [5 empty] | 77147 | NA |  | 90.97 |  | WSL |  | Waikato,Te Kawerau a Maki,Ngāti Whātua,Ngāti Maru,Ngāti Whātua o Ōrākei,Ngāti Tamaoho,Ngāti Tamaterā,Ngāi Tai ki Tāmaki,Ngāti Hako,Te Ākitai Waiohua | 3 | 3 | 3 | 2014 | te puna wai | no | 5 | 1 | 1 | CCTV Available (0-10 Years Old) & Soil Type Available | 3.8407 | 4 | 1 | 1 | 5 | KiwiRail | 1 |  | 1 | 1.73 | 0.0023165 | Modelled Flow Data Used & Depth Available | 90.9744 | 17
2664 | 2896 | 14805 | 10007355 | 196328 | DSOTN | Otahuhu North Branch | Gravity | Pipe | Buried | OP | CONC | None | 1965-06-30 | 2.75 | 2.45 | dwg | EI | Transmission | Legacy | 2 |  |  | 4 | 318 | [5 empty] | 76533 | NA |  | 68.9 |  | WSL |  | Waikato,Te Kawerau a Maki,Ngāti Maru,Ngāti Whātua o Ōrākei,Ngāti Tamaoho,Ngāti Tamaterā,Ngāti Pāoa,Ngāi Tai ki Tāmaki,Ngāti Hako,Te Ākitai Waiohua | 3 | 3 | 3 | 2020 | CCTV Footage Review Log South_Latest.xls | no | 1 | 1 | 2 | CCTV Available (0-10 Years Old) & Soil Type Available | 3.8388 | 4 | 1 | 1 | 5 | Property Parcels, Building Outlines, Schools & Hospitals | 1 | Mana Whenua - Te To Waka Otahuhu portage , Aquifer - Auckland Isthmus Volcanic Aquifer | 1 | 1.73 | 0.0033653 | Modelled Flow Data Used & Depth Available | 68.8957 | 17
1291 | 1381 | 16816 | 10008685 | 197284 | DSTEA | Te Atatu Branch | Gravity | Pipe | Buried | OP | CLS | None | 1993-05-31 | 15.1 | 14.67 | dwg | WI | Transmission | Legacy | 2 |  |  | 4 | 390 | [5 empty] | 77870 | NA |  | 75.5 |  | WSL |  | Te Kawerau a Maki,Ngāti Whātua,Ngāti Whātua o Ōrākei,Ngāti Tamaoho,Ngāti Tamaterā,Te Ākitai Waiohua | 3 | 3 | 3 | 2015 | CCTV Footage Review Log South_Latest.xls | no | 1 | 3 | 2 | CCTV Available (0-10 Years Old) & Soil Type Available | 3.8384 | 4 | 1 | 1 | 5 | NZTA | 1 |  | 1 | 1.73 | 0.0035905 | Modelled Flow Data Used & Depth Available | 75.503 | 17
3502 | 3775 | 933567 | 10089021 | 197632 | DSWAV | Wairau Valley Branch Sewer TS5 | Gravity | Pipe | Buried | OP | CONC | None | 1961-01-01 |  |  | dwg | NI | Transmission | Legacy | 2 |  |  | 4 | 1350 | [5 empty] | 65507 | NA |  | 89.29 |  | WSL |  | Te Kawerau a Maki,Ngāti Whātua,Ngāti Maru,Ngāti Whātua o Kaipara,Ngāti Whātua o Ōrākei,Ngāti Tamaoho,Ngāti Manuhiri,Te Patukirikiri,Ngāti Whanaunga,Ngāti Tamaterā,Ngāti Pāoa,Ngāi Tai ki Tāmaki,Ngāti Hako,Te Ākitai Waiohua | 3 | 3 | 3 | 2016 | te puna wai | yes | 1 | 1 | 3 | CCTV Available (0-10 Years Old) & Soil Type Available | 3.8376 | 4 | 5 | 5 | 1 |  | 1 | Significant Ecological Area - SEA_T_8091A | 1.5 | 0.77 | 0.55207 | Modelled Flow Data Used & Depth Available | 89.2855 | 17
1641 | 1787 | 15224 | 10004974 | 193902 | DSB9B | Branch 9B Carr Road | Gravity | Pipe | Buried | OP | CONC | None | 1965-06-30 | 56.03 | 55.71 | dwg | WI | Transmission | Legacy | 2 |  |  | 4 | 375 | [5 empty] | 74507 | NA |  | 117.37 |  | WSL |  | Waikato,Te Kawerau a Maki,Ngāti Whātua,Ngāti Maru,Ngāti Whātua o Ōrākei,Ngāti Tamaoho,Ngāti Tamaterā,Ngāi Tai ki Tāmaki,Ngāti Hako,Te Ākitai Waiohua | 2.33 | 2 | 2 | 2011 | te puna wai | no | 5 | 1 | 2 | CCTV Available (10-20 Years Old) & Soil Type Available | 3.8368 | 4 | 1 | 1 | 5 | KiwiRail, Building Outlines | 1 |  | 1 | 1.73 | 0.0044689 | Modelled Flow Data Used & Depth Available | 117.3717 | 13
194 | 206 | 15564 | 10007053 | 195711 | DSORM | Orakei Main Sewer | Gravity | Pipe | Buried | OP | BRICK | None | 1911-06-30 | 2.37 | 2.21 | dwg | OM | Transmission | Legacy | 1 |  |  | 4 | 2100 | [5 empty] | 76247 | NA |  | 501.56 |  | WSL |  | Te Kawerau a Maki,Ngāti Whātua,Ngāti Maru,Ngāti Whātua o Ōrākei,Ngāti Tamaoho,Te Patukirikiri,Ngāti Tamaterā,Ngāti Pāoa,Ngāi Tai ki Tāmaki,Ngāti Hako,Te Ākitai Waiohua | 3.22 | 3 | 2 | 2013 | CCTV Footage Review Log South_Latest.xls | no | 3 | 3 | 4 | CCTV Available (10-20 Years Old) & Soil Type Available | 3.8367 | 4 | 5 | 5 | 2.5 | Property Parcels, Building Outlines | 1 |  | 5 | 1.355 | 0.32265 | Modelled Flow Data Used & Depth Available | 501.6651 | 17
1007 | 1063 | 14866 | 10007655 | 196766 | DSPNR | Penrose Branch | Gravity | Pipe | Buried | OP | CONC | None | 1967-06-30 | 18.51 | 18.36 | dwg | EI | Transmission | Legacy | 2 |  |  | 4 | 381 | [5 empty] | 76995 | NA |  | 42.93 |  | WSL |  | Waikato,Te Kawerau a Maki,Ngāti Whātua,Ngāti Maru,Ngāti Whātua o Ōrākei,Ngāti Tamaoho,Ngāti Tamaterā,Ngāti Pāoa,Ngāi Tai ki Tāmaki,Ngāti Hako,Te Ākitai Waiohua | 2 | 2 | 2 | 2016 | te puna wai | no | 1 | 1 | 2 | CCTV Available (0-10 Years Old) & Soil Type Available | 3.8362 | 4 | 1 | 1 | 5 | NZTA | 1 | Aquifer - Mt Wellington Volcanic Aquifer | 1 | 1.73 | 0.004752 | Modelled Flow Data Used & Depth Available | 42.9327 | 13
1639 | 1785 | 15222 | 10004972 | 193656 | DSB9B | Branch 9B Carr Road | Gravity | Pipe | Buried | OP | CONC | None | 1965-06-30 | 55.53 | 55.33 | dwg | WI | Transmission | Legacy | 2 |  |  | 4 | 375 | [5 empty] | 74505 | NA |  | 77.84 |  | WSL |  | Waikato,Te Kawerau a Maki,Ngāti Whātua,Ngāti Maru,Ngāti Whātua o Ōrākei,Ngāti Tamaoho,Ngāti Tamaterā,Ngāi Tai ki Tāmaki,Ngāti Hako,Te Ākitai Waiohua | 2.33 | 2 | 2 | 2011 | te puna wai | no | 5 | 1 | 2 | CCTV Available (10-20 Years Old) & Soil Type Available | 3.8347 | 4 | 1 | 1 | 5 | Property Parcels, KiwiRail | 1 |  | 1 | 1.73 | 0.0055563 | Modelled Flow Data Used & Depth Available | 77.8368 | 13
1640 | 1786 | 15223 | 10004973 | 193506 | DSB9B | Branch 9B Carr Road | Gravity | Pipe | Buried | OP | CONC | None | 1965-06-30 | 55.71 | 55.53 | dwg | WI | Transmission | Legacy | 2 |  |  | 4 | 375 | [5 empty] | 74506 | NA |  | 72.87 |  | WSL |  | Waikato,Te Kawerau a Maki,Ngāti Whātua,Ngāti Maru,Ngāti Whātua o Ōrākei,Ngāti Tamaoho,Ngāti Tamaterā,Ngāi Tai ki Tāmaki,Ngāti Hako,Te Ākitai Waiohua | 2.33 | 2 | 2 | 2011 | te puna wai | no | 5 | 1 | 2 | CCTV Available (10-20 Years Old) & Soil Type Available | 3.8347 | 4 | 1 | 1 | 5 | KiwiRail | 1 |  | 1 | 1.73 | 0.0055628 | Modelled Flow Data Used & Depth Available | 72.8719 | 13
3448 | 3721 | 933566 | 10089022 | 197443 | DSWAV | Wairau Valley Branch Sewer TS5 | Gravity | Pipe | Buried | OP | CONC | None | 1961-01-01 |  |  | dwg | NI | Transmission | Legacy | 2 |  |  | 4 | 1350 | [5 empty] | 65508 | NA |  | 38.92 |  | WSL |  | Te Kawerau a Maki,Ngāti Whātua,Ngāti Maru,Ngāti Whātua o Kaipara,Ngāti Whātua o Ōrākei,Ngāti Tamaoho,Ngāti Manuhiri,Te Patukirikiri,Ngāti Whanaunga,Ngāti Tamaterā,Ngāti Pāoa,Ngāi Tai ki Tāmaki,Ngāti Hako,Te Ākitai Waiohua | 3 | 3 | 3 | 2016 | te puna wai | yes | 1 | 1 | 3 | CCTV Available (0-10 Years Old) & Soil Type Available | 3.8336 | 4 | 5 | 5 | 1 |  | 1 | Significant Ecological Area - SEA_T_8091A | 1.5 | 0.77 | 0.55054 | Modelled Flow Data Used & Depth Available | 38.9167 | 17
2180 | 2390 | 15638 | 10007440 | 196497 | DSPAN | Papakura North Branch | Gravity | Pipe | Buried | OP | CONC | None | 1967-06-30 | 7.66 | 7.3 | dwg | SI | Transmission | Legacy | 2 |  |  | 4 | 375 | [5 empty] | 76592 | NA |  | 133.66 |  | WSL |  | Waikato,Ngāti Maru,Ngāti Tamaoho,Ngāti Whanaunga,Ngāti Tamaterā,Ngāti Pāoa,Ngāi Tai ki Tāmaki,Ngāti Hako,Te Ākitai Waiohua | 2 | 2 | 2 | 2005 | te puna wai | no | 1 | 3 | 2 | CCTV Available (10-20 Years Old) & Soil Type Available | 3.833 | 4 | 1 | 1 | 5 | Property Parcels, Building Outlines, Schools & Hospitals | 1 |  | 1 | 1.73 | 0.0065215 | Modelled Flow Data Used & Depth Available | 133.6635 | 13
4193 | 4477 | 932683 | 10087990 | 195491 | DSHLA | Hillcrest A Branch Sewer TS15A | Gravity | Pipe | Buried | OP | PE | None | 2008-03-05 | 28.65 | 25.88 | dwg | NI | Transmission | Legacy | 2 |  |  | 4 | 375 | [5 empty] | 64874 | NA |  | 174.09 |  | WSL |  | Te Kawerau a Maki,Ngāti Whātua,Ngāti Maru,Ngāti Whātua o Ōrākei,Ngāti Tamaoho,Ngāti Manuhiri,Te Patukirikiri,Ngāti Whanaunga,Ngāti Tamaterā,Ngāti Pāoa,Ngāi Tai ki Tāmaki,Ngāti Hako,Te Ākitai Waiohua | 1 | 1 | 1 | 2018 | te puna wai | no | 1 | 1 | 1 | CCTV Available (0-10 Years Old) & Soil Type Available | 3.8323 | 4 | 1 | 1 | 5 | Schools & Hospitals | 1 |  | 1 | 1.73 | 0.0068913 | Modelled Flow Data Used & Depth Available | 174.0931 | 7
1637 | 1783 | 15220 | 10004970 | 193901 | DSB9B | Branch 9B Carr Road | Gravity | Pipe | Buried | OP | CONC | None | 1965-06-30 | 55.14 | 54.88 | dwg | WI | Transmission | Legacy | 2 |  |  | 4 | 375 | [5 empty] | 74503 | NA |  | 91.22 |  | WSL |  | Waikato,Te Kawerau a Maki,Ngāti Whātua,Ngāti Maru,Ngāti Whātua o Ōrākei,Ngāti Tamaoho,Ngāti Tamaterā,Ngāi Tai ki Tāmaki,Ngāti Hako,Te Ākitai Waiohua | 2.33 | 2 | 2 | 2011 | te puna wai | no | 5 | 1 | 2 | CCTV Available (10-20 Years Old) & Soil Type Available | 3.8321 | 4 | 1 | 1 | 5 | Property Parcels, KiwiRail, Building Outlines | 1 |  | 1 | 1.73 | 0.007017 | Modelled Flow Data Used & Depth Available | 91.2161 | 13
1638 | 1784 | 15221 | 10004971 | 193749 | DSB9B | Branch 9B Carr Road | Gravity | Pipe | Buried | OP | CONC | None | 1965-06-30 | 55.33 | 55.14 | dwg | WI | Transmission | Legacy | 2 |  |  | 4 | 375 | [5 empty] | 74504 | NA |  | 89.49 |  | WSL |  | Waikato,Te Kawerau a Maki,Ngāti Whātua,Ngāti Maru,Ngāti Whātua o Ōrākei,Ngāti Tamaoho,Ngāti Tamaterā,Ngāi Tai ki Tāmaki,Ngāti Hako,Te Ākitai Waiohua | 2.33 | 2 | 2 | 2011 | te puna wai | no | 5 | 1 | 2 | CCTV Available (10-20 Years Old) & Soil Type Available | 3.8321 | 4 | 1 | 1 | 5 | KiwiRail, Building Outlines | 1 |  | 1 | 1.73 | 0.007017 | Modelled Flow Data Used & Depth Available | 89.4852 | 13
2506 | 2724 | 15637 | 10007439 | 196000 | DSPAN | Papakura North Branch | Gravity | Pipe | Buried | OP | CONC | None | 1967-06-30 | 7.3 | 7.14 | dwg | SI | Transmission | Legacy | 2 |  |  | 4 | 375 | [5 empty] | 76591 | NA |  | 62.92 |  | WSL |  | Waikato,Ngāti Maru,Ngāti Tamaoho,Ngāti Whanaunga,Ngāti Tamaterā,Ngāti Pāoa,Ngāi Tai ki Tāmaki,Ngāti Hako,Te Ākitai Waiohua | 2 | 2 | 2 | 2005 | te puna wai | no | 1 | 3 | 2 | CCTV Available (10-20 Years Old) & Soil Type Available | 3.8318 | 4 | 1 | 1 | 5 | Property Parcels, Building Outlines, Schools & Hospitals | 1 |  | 1 | 1.73 | 0.0071457 | Modelled Flow Data Used & Depth Available | 62.9213 | 13
1891 | 2068 | 16252 | 10006482 | 195362 | DSMGB | Mangere Bridge Branch | Gravity | Pipe | Buried | OP | CONC | CIP | 1964-06-30 | 10.63 | 10.39 | dwg | WI | Transmission | Legacy | 2 |  |  | 4 | 381 | [5 empty] | 75821 | NA |  | 106.44 |  | WSL |  | Waikato,Te Kawerau a Maki,Ngāti Maru,Ngāti Whātua o Ōrākei,Ngāti Tamaoho,Ngāti Tamaterā,Ngāi Tai ki Tāmaki,Ngāti Hako,Te Ākitai Waiohua | 2 | 2 | 2 | 2018 | CCTV Footage Review Log South_Latest.xls | no | 3 | 3 | 1 | CCTV Available (0-10 Years Old) & Soil Type Available | 3.8318 | 4 | 1 | 1 | 5 | Schools & Hospitals | 1 | Aquifer - Auckland Isthmus Volcanic Aquifer | 1 | 1.73 | 0.0071489 | Modelled Flow Data Used & Depth Available | 106.4392 | 13
3792 | 4067 | 912570 | 10089024 | 197917 | DSWAV | Wairau Valley Branch Sewer TS5 | Gravity | Pipe | Buried | OP | CONC | None | 1961-01-01 |  |  | dwg | NI | Transmission | Legacy | 2 |  |  | 4 | 1350 | [5 empty] | 65511 | NA |  | 60.67 |  | WSL |  | Te Kawerau a Maki,Ngāti Whātua,Ngāti Maru,Ngāti Whātua o Kaipara,Ngāti Whātua o Ōrākei,Ngāti Tamaoho,Ngāti Manuhiri,Te Patukirikiri,Ngāti Whanaunga,Ngāti Tamaterā,Ngāti Pāoa,Ngāi Tai ki Tāmaki,Ngāti Hako,Te Ākitai Waiohua | 3 | 3 | 3 | 2016 | te puna wai | yes | 1 | 1 | 3 | CCTV Available (0-10 Years Old) & Soil Type Available | 3.8317 | 4 | 5 | 5 | 1 |  | 1 | Significant Ecological Area - SEA_T_8091A | 1.5 | 0.77 | 0.54977 | Modelled Flow Data Used & Depth Available | 60.67 | 17
1633 | 1779 | 15204 | 10004650 | 193434 | DSB09 | Branch 9 Mt Roskill | Gravity | Pipe | Buried | OP | CONC | None | 1965-06-30 | 56.6 | 56.32 | dwg | WI | Transmission | Legacy | 2 |  |  | 4 | 300 | [5 empty] | 74356 | NA |  | 60.76 |  | WSL |  | Waikato,Te Kawerau a Maki,Ngāti Whātua,Ngāti Maru,Ngāti Whātua o Ōrākei,Ngāti Tamaoho,Ngāti Tamaterā,Ngāi Tai ki Tāmaki,Ngāti Hako,Te Ākitai Waiohua | 2.27 | 2 | 2 | 2016 | CCTV Footage Review Log South_Latest.xls | no | 5 | 1 | 2 | CCTV Available (0-10 Years Old) & Soil Type Available | 3.8315 | 4 | 1 | 1 | 5 | Building Outlines, Schools & Hospitals | 1 |  | 1 | 1.73 | 0.0073419 | Modelled Flow Data Used & Depth Available | 60.764 | 13
1634 | 1780 | 15205 | 10004651 | 193829 | DSB09 | Branch 9 Mt Roskill | Gravity | Pipe | Buried | OP | CONC | None | 1965-06-30 | 56.81 | 56.6 | dwg | WI | Transmission | Legacy | 2 |  |  | 4 | 300 | [5 empty] | 74357 | NA |  | 59.19 |  | WSL |  | Waikato,Te Kawerau a Maki,Ngāti Whātua,Ngāti Maru,Ngāti Whātua o Ōrākei,Ngāti Tamaoho,Ngāti Tamaterā,Ngāi Tai ki Tāmaki,Ngāti Hako,Te Ākitai Waiohua | 3 | 3 | 3 | 2016 | CCTV Footage Review Log South_Latest.xls | no | 5 | 1 | 2 | CCTV Available (0-10 Years Old) & Soil Type Available | 3.8314 | 4 | 1 | 1 | 5 | Schools & Hospitals | 1 |  | 1 | 1.73 | 0.0073452 | Modelled Flow Data Used & Depth Available | 59.1934 | 17
1890 | 2067 | 16221 | 10006481 | 196060 | DSMGB | Mangere Bridge Branch | Gravity | Pipe | Buried | OP | CONC | CIP | 1964-06-30 | 10.39 | 9.99 | dwg | WI | Transmission | Legacy | 2 |  |  | 4 | 381 | [5 empty] | 75820 | NA |  | 125.94 |  | WSL |  | Waikato,Te Kawerau a Maki,Ngāti Maru,Ngāti Whātua o Ōrākei,Ngāti Tamaoho,Ngāti Tamaterā,Ngāi Tai ki Tāmaki,Ngāti Hako,Te Ākitai Waiohua | 2 | 2 | 2 | 2018 | CCTV Footage Review Log South_Latest.xls | no | 3 | 3 | 1 | CCTV Available (0-10 Years Old) & Soil Type Available | 3.8314 | 4 | 1 | 1 | 5 | Schools & Hospitals | 1 | Aquifer - Auckland Isthmus Volcanic Aquifer | 1 | 1.73 | 0.0073484 | Modelled Flow Data Used & Depth Available | 125.9385 | 13
1889 | 2066 | 16220 | 10006480 | 195517 | DSMGB | Mangere Bridge Branch | Gravity | Pipe | Buried | OP | CONC | CIP | 1964-06-30 | 9.99 | 9.64 | dwg | WI | Transmission | Legacy | 2 |  |  | 4 | 381 | [5 empty] | 75819 | NA |  | 113.03 |  | WSL |  | Waikato,Te Kawerau a Maki,Ngāti Maru,Ngāti Whātua o Ōrākei,Ngāti Tamaoho,Ngāti Tamaterā,Ngāi Tai ki Tāmaki,Ngāti Hako,Te Ākitai Waiohua | 2 | 2 | 2 | 2018 | CCTV Footage Review Log South_Latest.xls | no | 3 | 3 | 1 | CCTV Available (0-10 Years Old) & Soil Type Available | 3.8309 | 4 | 1 | 1 | 5 | Schools & Hospitals | 1 | Aquifer - Auckland Isthmus Volcanic Aquifer | 1 | 1.73 | 0.0076154 | Modelled Flow Data Used & Depth Available | 113.0309 | 13
1635 | 1781 | 15218 | 10004968 | 193655 | DSB9B | Branch 9B Carr Road | Gravity | Pipe | Buried | OP | CONC | None | 1965-06-30 | 54.7 | 54.54 | dwg | WI | Transmission | Legacy | 2 |  |  | 4 | 375 | [5 empty] | 74501 | NA |  | 70.33 |  | WSL |  | Waikato,Te Kawerau a Maki,Ngāti Whātua,Ngāti Maru,Ngāti Whātua o Ōrākei,Ngāti Tamaoho,Ngāti Tamaterā,Ngāi Tai ki Tāmaki,Ngāti Hako,Te Ākitai Waiohua | 2.33 | 2 | 2 | 2011 | te puna wai | no | 5 | 1 | 2 | CCTV Available (10-20 Years Old) & Soil Type Available | 3.8299 | 4 | 1 | 1 | 5 | Schools & Hospitals | 1 |  | 1 | 1.73 | 0.008172 | Modelled Flow Data Used & Depth Available | 70.3312 | 13
1636 | 1782 | 15219 | 10004969 | 193505 | DSB9B | Branch 9B Carr Road | Gravity | Pipe | Buried | OP | CONC | None | 1965-06-30 | 54.88 | 54.7 | dwg | WI | Transmission | Legacy | 2 |  |  | 4 | 375 | [5 empty] | 74502 | NA |  | 75.44 |  | WSL |  | Waikato,Te Kawerau a Maki,Ngāti Whātua,Ngāti Maru,Ngāti Whātua o Ōrākei,Ngāti Tamaoho,Ngāti Tamaterā,Ngāi Tai ki Tāmaki,Ngāti Hako,Te Ākitai Waiohua | 2.33 | 2 | 2 | 2011 | te puna wai | no | 5 | 1 | 2 | CCTV Available (10-20 Years Old) & Soil Type Available | 3.8299 | 4 | 1 | 1 | 5 | Property Parcels, Building Outlines, Schools & Hospitals | 1 |  | 1 | 1.73 | 0.0081752 | Modelled Flow Data Used & Depth Available | 75.439 | 13
1676 | 1827 | 15217 | 10004967 | 193748 | DSB9B | Branch 9B Carr Road | Gravity | Pipe | Buried | OP | CONC | None | 1965-06-30 | 54.54 | 54.31 | dwg | WI | Transmission | Legacy | 2 |  |  | 4 | 375 | [5 empty] | 74500 | NA |  | 67.38 |  | WSL |  | Waikato,Te Kawerau a Maki,Ngāti Whātua,Ngāti Maru,Ngāti Whātua o Ōrākei,Ngāti Tamaoho,Ngāti Tamaterā,Ngāi Tai ki Tāmaki,Ngāti Hako,Te Ākitai Waiohua | 2.33 | 2 | 2 | 2011 | te puna wai | no | 5 | 1 | 2 | CCTV Available (10-20 Years Old) & Soil Type Available | 3.8299 | 4 | 1 | 1 | 5 | Schools & Hospitals | 1 |  | 1 | 1.73 | 0.0081945 | Modelled Flow Data Used & Depth Available | 67.3807 | 13
1674 | 1824 | 15215 | 10004965 | 193504 | DSB9B | Branch 9B Carr Road | Gravity | Pipe | Buried | OP | CONC | None | 1965-06-30 | 54.15 | 53.93 | dwg | WI | Transmission | GP11002 | 2 |  |  | 4 | 375 | [5 empty] | 74497 | NA |  | 81.74 |  | WSL |  | Waikato,Te Kawerau a Maki,Ngāti Whātua,Ngāti Maru,Ngāti Whātua o Ōrākei,Ngāti Tamaoho,Ngāti Tamaterā,Ngāi Tai ki Tāmaki,Ngāti Hako,Te Ākitai Waiohua | 3 | 3 | 3 | 2011 | te puna wai | no | 5 | 1 | 2 | CCTV Available (10-20 Years Old) & Soil Type Available | 3.8299 | 4 | 1 | 1 | 5 | Schools & Hospitals | 1 |  | 1 | 1.73 | 0.008201 | Modelled Flow Data Used & Depth Available | 81.7358 | 17
640 | 665 | 15214 | 10004964 | 193648 | DSB9B | Branch 9B Carr Road | Gravity | Pipe | Buried | OP | CONC | None | 1965-06-30 | 53.27 | 53.25 | dwg | WI | Transmission | Legacy | 2 |  |  | 4 | 375 | [5 empty] | 74496 | NA |  | 12.08 |  | WSL |  | Waikato,Te Kawerau a Maki,Ngāti Whātua,Ngāti Maru,Ngāti Whātua o Ōrākei,Ngāti Tamaoho,Ngāti Tamaterā,Ngāi Tai ki Tāmaki,Ngāti Hako,Te Ākitai Waiohua | 2.46 | 2 |  |  |  | no | 5 | 1 | 2 | CCTV NOT Available or Over 30 Years Old & Soil Type Available | 3.8299 | 4 | 1 | 1 | 5 | Schools & Hospitals | 1 |  | 1 | 1.73 | 0.008201 | Modelled Flow Data Used & Depth Available | 12.0845 | 13
1675 | 1825 | 15216 | 10004966 | 193894 | DSB9B | Branch 9B Carr Road | Gravity | Pipe | Buried | OP | CONC | None | 1965-06-30 | 54.31 | 54.15 | dwg | WI | Transmission | Legacy | 2 |  |  | 4 | 375 | [5 empty] | 74499 | NA |  | 92.11 |  | WSL |  | Waikato,Te Kawerau a Maki,Ngāti Whātua,Ngāti Maru,Ngāti Whātua o Ōrākei,Ngāti Tamaoho,Ngāti Tamaterā,Ngāi Tai ki Tāmaki,Ngāti Hako,Te Ākitai Waiohua | 2.33 | 2 | 2 | 2011 | te puna wai | no | 5 | 1 | 2 | CCTV Available (10-20 Years Old) & Soil Type Available | 3.8299 | 4 | 1 | 1 | 5 | Schools & Hospitals | 1 |  | 1 | 1.73 | 0.0082042 | Modelled Flow Data Used & Depth Available | 92.1148 | 13
1630 | 1776 | 15203 | 10004649 | 193584 | DSB09 | Branch 9 Mt Roskill | Gravity | Pipe | Buried | OP | CONC | None | 1965-06-30 | 56.32 | 56.06 | dwg | WI | Transmission | Legacy | 2 |  |  | 4 | 300 | [5 empty] | 74355 | NA |  | 85.73 |  | WSL |  | Waikato,Te Kawerau a Maki,Ngāti Whātua,Ngāti Maru,Ngāti Whātua o Ōrākei,Ngāti Tamaoho,Ngāti Tamaterā,Ngāi Tai ki Tāmaki,Ngāti Hako,Te Ākitai Waiohua | 2.27 | 2 | 2 | 2016 | CCTV Footage Review Log South_Latest.xls | no | 5 | 1 | 2 | CCTV Available (0-10 Years Old) & Soil Type Available | 3.8297 | 4 | 1 | 1 | 5 | Building Outlines, Schools & Hospitals | 1 |  | 1 | 1.73 | 0.0082911 | Modelled Flow Data Used & Depth Available | 85.7331 | 13
3750 | 4025 | 909795 | 10087988 | 195335 | DSHLA | Hillcrest A Branch Sewer TS15A | Gravity | Pipe | Buried | OP | PE | None | 2008-03-05 | 23.81 | 22.62 | dwg | NI | Transmission | Legacy | 2 |  |  | 4 | 375 | [5 empty] | 64872 | NA |  | 57.84 |  | WSL |  | Te Kawerau a Maki,Ngāti Whātua,Ngāti Maru,Ngāti Whātua o Ōrākei,Ngāti Tamaoho,Ngāti Manuhiri,Te Patukirikiri,Ngāti Whanaunga,Ngāti Tamaterā,Ngāti Pāoa,Ngāi Tai ki Tāmaki,Ngāti Hako,Te Ākitai Waiohua | 1.56 | 2 | 1 | 2018 | te puna wai | no | 5 | 3 | 1 | CCTV Available (0-10 Years Old) & Soil Type Available | 3.8295 | 4 | 1 | 1 | 5 | Property Parcels, Schools & Hospitals | 1 |  | 1 | 1.73 | 0.0084227 | Modelled Flow Data Used & Depth Available | 57.8433 | 13
3444 | 3717 | 932930 | 10087989 | 194810 | DSHLA | Hillcrest A Branch Sewer TS15A | Gravity | Pipe | Buried | OP | PE | None | 2008-03-05 | 25.85 | 23.93 | dwg | NI | Transmission | Legacy | 2 |  |  | 4 | 375 | [5 empty] | 64873 | NA |  | 212.78 |  | WSL |  | Te Kawerau a Maki,Ngāti Whātua,Ngāti Maru,Ngāti Whātua o Ōrākei,Ngāti Tamaoho,Ngāti Manuhiri,Te Patukirikiri,Ngāti Whanaunga,Ngāti Tamaterā,Ngāti Pāoa,Ngāi Tai ki Tāmaki,Ngāti Hako,Te Ākitai Waiohua | 1 | 1 | 1 | 2018 | te puna wai | no | 1 | 1 | 1 | CCTV Available (0-10 Years Old) & Soil Type Available | 3.8295 | 4 | 1 | 1 | 5 | Schools & Hospitals | 1 |  | 1 | 1.73 | 0.0084227 | Modelled Flow Data Used & Depth Available | 212.7838 | 7
3562 | 3835 | 905900 | 10089028 | 197918 | DSWAV | Wairau Valley Branch Sewer TS5 | Gravity | Pipe | Buried | OP | CONC | None | 1961-01-01 |  |  | dwg | NI | Transmission | Legacy | 2 |  |  | 4 | 1350 | [5 empty] | 65515 | NA |  | 137.34 |  | WSL |  | Te Kawerau a Maki,Ngāti Whātua,Ngāti Maru,Ngāti Whātua o Kaipara,Ngāti Whātua o Ōrākei,Ngāti Tamaoho,Ngāti Manuhiri,Te Patukirikiri,Ngāti Whanaunga,Ngāti Tamaterā,Ngāti Pāoa,Ngāi Tai ki Tāmaki,Ngāti Hako,Te Ākitai Waiohua | 3 | 3 | 3 | 2016 | te puna wai | yes | 1 | 1 | 3 | CCTV Available (0-10 Years Old) & Soil Type Available | 3.8277 | 4 | 5 | 5 | 1 |  | 1 | Significant Ecological Area - SEA_T_8091B | 1.5 | 0.77 | 0.54824 | Modelled Flow Data Used & Depth Available | 137.3402 | 17
3608 | 3881 | 905902 | 10089027 | 197237 | DSWAV | Wairau Valley Branch Sewer TS5 | Gravity | Pipe | Buried | OP | CONC | None | 1961-01-01 |  |  | dwg | NI | Transmission | Legacy | 2 |  |  | 4 | 1350 | [5 empty] | 65514 | NA |  | 67.81 |  | WSL |  | Te Kawerau a Maki,Ngāti Whātua,Ngāti Maru,Ngāti Whātua o Kaipara,Ngāti Whātua o Ōrākei,Ngāti Tamaoho,Ngāti Manuhiri,Te Patukirikiri,Ngāti Whanaunga,Ngāti Tamaterā,Ngāti Pāoa,Ngāi Tai ki Tāmaki,Ngāti Hako,Te Ākitai Waiohua | 3 | 3 | 3 | 2016 | te puna wai | yes | 1 | 1 | 3 | CCTV Available (0-10 Years Old) & Soil Type Available | 3.8277 | 4 | 5 | 5 | 1 |  | 1 | Significant Ecological Area - SEA_T_8091A | 1.5 | 0.77 | 0.54824 | Modelled Flow Data Used & Depth Available | 67.812 | 17
2507 | 2725 | 15636 | 10007438 | 196650 | DSPAN | Papakura North Branch | Gravity | Pipe | Buried | OP | CONC | None | 1967-06-30 | 7.14 | 6.88 | dwg | SI | Transmission | Legacy | 2 |  |  | 4 | 375 | [5 empty] | 76590 | NA |  | 102.94 |  | WSL |  | Waikato,Ngāti Maru,Ngāti Tamaoho,Ngāti Whanaunga,Ngāti Tamaterā,Ngāti Pāoa,Ngāi Tai ki Tāmaki,Ngāti Hako,Te Ākitai Waiohua | 2 | 2 | 2 | 2005 | te puna wai | no | 1 | 3 | 2 | CCTV Available (10-20 Years Old) & Soil Type Available | 3.8276 | 4 | 1 | 1 | 5 | Building Outlines, Schools & Hospitals | 1 |  | 1 | 1.73 | 0.0094396 | Modelled Flow Data Used & Depth Available | 102.9377 | 13
2508 | 2726 | 15633 | 10007437 | 196154 | DSPAN | Papakura North Branch | Gravity | Pipe | Buried | OP | CONC | None | 1967-06-30 | 6.88 | 6.41 | dwg | SI | Transmission | Legacy | 2 |  |  | 4 | 375 | [5 empty] | 76589 | NA |  | 149.68 |  | WSL |  | Waikato,Ngāti Maru,Ngāti Tamaoho,Ngāti Whanaunga,Ngāti Tamaterā,Ngāti Pāoa,Ngāi Tai ki Tāmaki,Ngāti Hako,Te Ākitai Waiohua | 1.66 | 2 | 1 | 2012 | te puna wai | no | 1 | 3 | 2 | CCTV Available (10-20 Years Old) & Soil Type Available | 3.8275 | 4 | 1 | 1 | 5 | Property Parcels, Schools & Hospitals | 1 |  | 1 | 1.73 | 0.0094976 | Modelled Flow Data Used & Depth Available | 149.6771 | 13
1619 | 1764 | 16372 | 10005088 | 194153 | DSBBH | Bucklands Beach Branch | Gravity | Pipe | Buried | OP | CONC | RIBLO | 1966-06-30 | 22.15 | 21.24 | dwg | HI | Transmission | Legacy | 2 |  |  | 4 | 375 | CCTV | CCTV | CCTV | CCTV | CONS | 74607 | NA |  | 127.03 | CCTV | WSL |  | Waikato,Ngāti Maru,Ngāti Tamaoho,Te Patukirikiri,Ngāti Whanaunga,Ngāti Tamaterā,Ngāti Pāoa,Ngāi Tai ki Tāmaki,Ngāti Hako,Te Ākitai Waiohua | 3 | 3 | 3 | 2018 | te puna wai | no | 1 | 1 | 1 | CCTV Available (0-10 Years Old) & Soil Type Available | 3.8259 | 4 | 2 | 1 | 5 | Property Parcels, Building Outlines, Schools & Hospitals | 1 |  | 1 | 1.73 | 0.017399 | Modelled Flow Data Used & Depth Available | 127.0275 | 17
1618 | 1763 | 16373 | 10005089 | 193715 | DSBBH | Bucklands Beach Branch | Gravity | Pipe | Buried | OP | CONC | RIBLO | 1966-06-30 | 23.33 | 22.15 | dwg | HI | Transmission | Legacy | 2 |  |  | 4 | 300 | CCTV | CCTV | CCTV | CCTV | CONS | 74608 | NA |  | 92.18 | CCTV | WSL |  | Waikato,Ngāti Maru,Ngāti Tamaoho,Te Patukirikiri,Ngāti Whanaunga,Ngāti Tamaterā,Ngāti Pāoa,Ngāi Tai ki Tāmaki,Ngāti Hako,Te Ākitai Waiohua | 3 | 3 | 3 | 2018 | te puna wai | no | 1 | 1 | 1 | CCTV Available (0-10 Years Old) & Soil Type Available | 3.8259 | 4 | 2 | 1 | 5 | Property Parcels, Schools & Hospitals | 1 |  | 1 | 1.73 | 0.017448 | Modelled Flow Data Used & Depth Available | 92.1757 | 17
1617 | 1762 | 16374 | 10005090 | 193908 | DSBBH | Bucklands Beach Branch | Gravity | Pipe | Buried | OP | CONC | RIBLO | 1966-06-30 | 24.48 | 23.33 | dwg | HI | Transmission | Legacy | 2 |  |  | 4 | 300 | CCTV | CCTV | CCTV | CCTV | CONS | 74609 | NA |  | 93.23 | CCTV | WSL |  | Waikato,Ngāti Maru,Ngāti Tamaoho,Te Patukirikiri,Ngāti Whanaunga,Ngāti Tamaterā,Ngāti Pāoa,Ngāi Tai ki Tāmaki,Ngāti Hako,Te Ākitai Waiohua | 1 | 1 | 1 | 2018 | te puna wai | no | 1 | 1 | 1 | CCTV Available (0-10 Years Old) & Soil Type Available | 3.8259 | 4 | 2 | 1 | 5 | Schools & Hospitals | 1 |  | 1 | 1.73 | 0.017473 | Modelled Flow Data Used & Depth Available | 93.2285 | 7
1616 | 1761 | 16375 | 10005091 | 193961 | DSBBH | Bucklands Beach Branch | Gravity | Pipe | Buried | OP | CONC | RIBLO | 1966-06-30 | 25.54 | 24.48 | dwg | HI | Transmission | Legacy | 2 |  |  | 4 | 300 | CCTV | CCTV | CCTV | CCTV | CONS | 74610 | NA |  | 87.2 | CCTV | WSL |  | Waikato,Ngāti Maru,Ngāti Tamaoho,Te Patukirikiri,Ngāti Whanaunga,Ngāti Tamaterā,Ngāti Pāoa,Ngāi Tai ki Tāmaki,Ngāti Hako,Te Ākitai Waiohua | 3 | 3 | 3 | 2018 | te puna wai | no | 1 | 1 | 1 | CCTV Available (0-10 Years Old) & Soil Type Available | 3.8258 | 4 | 2 | 1 | 5 | Schools & Hospitals | 1 |  | 1 | 1.73 | 0.017505 | Modelled Flow Data Used & Depth Available | 87.1997 | 17
1623 | 1768 | 16368 | 10005083 | 193953 | DSBBH | Bucklands Beach Branch | Gravity | Pipe | Buried | OP | CONC | None | 1966-06-30 | 18.21 | 17.57 | dwg | HI | Transmission | Legacy | 2 |  |  | 4 | 375 | [5 empty] | 74602 | NA |  | 82.17 |  | WSL |  | Waikato,Ngāti Maru,Ngāti Tamaoho,Te Patukirikiri,Ngāti Whanaunga,Ngāti Tamaterā,Ngāti Pāoa,Ngāi Tai ki Tāmaki,Ngāti Hako,Te Ākitai Waiohua | 2.27 | 2 | 2 | 2018 | te puna wai | no | 5 | 1 | 2 | CCTV Available (0-10 Years Old) & Soil Type Available | 3.8241 | 4 | 2 | 1 | 5 | Property Parcels, Schools & Hospitals | 1 |  | 1 | 1.73 | 0.019069 | Modelled Flow Data Used & Depth Available | 82.167 | 13
3510 | 3783 | 933312 | 10089030 | 197445 | DSWAV | Wairau Valley Branch Sewer TS5 | Gravity | Pipe | Buried | OP | CONC | None | 1961-01-01 |  |  | dwg | NI | Transmission | Legacy | 2 |  |  | 4 | 1350 | [5 empty] | 65516 | NA |  | 110.31 |  | WSL |  | Te Kawerau a Maki,Ngāti Whātua,Ngāti Maru,Ngāti Whātua o Kaipara,Ngāti Whātua o Ōrākei,Ngāti Tamaoho,Ngāti Manuhiri,Te Patukirikiri,Ngāti Whanaunga,Ngāti Tamaterā,Ngāti Pāoa,Ngāi Tai ki Tāmaki,Ngāti Hako,Te Ākitai Waiohua | 4 | 4 | 4 | 2016 | te puna wai | yes | 1 | 1 | 3 | CCTV Available (0-10 Years Old) & Soil Type Available | 3.8237 | 4 | 5 | 5 | 1 |  | 1 | Significant Ecological Area - SEA_T_8091B | 1.5 | 0.77 | 0.54671 | Modelled Flow Data Used & Depth Available | 110.3058 | 21
2678 | 2911 | 17822 | 10007904 | 196849 | DSROY | Royal Oak Branch | Gravity | Pipe | Buried | OP | VC | CIP | 1968-06-30 | 35.4 | 33.64 | dwg | WI | Transmission | Legacy | 2 |  |  | 4 | 300 | [5 empty] | 77146 | NA |  | 18.35 |  | WSL |  | Waikato,Te Kawerau a Maki,Ngāti Whātua,Ngāti Maru,Ngāti Whātua o Ōrākei,Ngāti Tamaoho,Ngāti Tamaterā,Ngāi Tai ki Tāmaki,Ngāti Hako,Te Ākitai Waiohua | 2 | 2 | 2 | 2003 | te puna wai | no | 5 | 1 | 1 | CCTV Available (20-30 Years Old) & Soil Type Available | 3.8211 | 4 | 1 | 1 | 5 | KiwiRail | 1 |  | 1 | 1.73 | 0.012956 | Modelled Flow Data Used & Depth Available | 18.3522 | 13
2680 | 2913 | 15450 | 10007902 | 196996 | DSROY | Royal Oak Branch | Gravity | Pipe | Buried | OP | VC | None | 1968-06-30 | 21.38 | 17.59 | dwg | WI | Transmission | Legacy | 2 |  |  | 4 | 300 | [5 empty] | 77144 | NA |  | 54.62 |  | WSL |  | Waikato,Te Kawerau a Maki,Ngāti Whātua,Ngāti Maru,Ngāti Whātua o Ōrākei,Ngāti Tamaoho,Ngāti Tamaterā,Ngāi Tai ki Tāmaki,Ngāti Hako,Te Ākitai Waiohua | 3 | 3 | 3 | 2014 | te puna wai | no | 3 | 1 | 1 | CCTV Available (0-10 Years Old) & Soil Type Available | 3.8211 | 4 | 1 | 1 | 5 | Property Parcels, KiwiRail | 1 |  | 1 | 1.73 | 0.012956 | Modelled Flow Data Used & Depth Available | 54.6206 | 17
2679 | 2912 | 15449 | 10007903 | 196546 | DSROY | Royal Oak Branch | Gravity | Pipe | Buried | OP | VC | None | 1968-06-30 | 33.64 | 21.69 | dwg | WI | Transmission | Legacy | 2 |  |  | 4 | 300 | [5 empty] | 77145 | NA |  | 51.31 |  | WSL |  | Waikato,Te Kawerau a Maki,Ngāti Whātua,Ngāti Maru,Ngāti Whātua o Ōrākei,Ngāti Tamaoho,Ngāti Tamaterā,Ngāi Tai ki Tāmaki,Ngāti Hako,Te Ākitai Waiohua | 2 | 2 | 2 | 2006 | te puna wai | no | 3 | 1 | 1 | CCTV Available (10-20 Years Old) & Soil Type Available | 3.8211 | 4 | 1 | 1 | 5 | KiwiRail | 1 |  | 1 | 1.73 | 0.012956 | Modelled Flow Data Used & Depth Available | 51.3136 | 13
702 | 735 | 14989 | 10006804 | 196211 | DSONE | Onehunga Branch | Gravity | Pipe | Buried | OP | CONC | None | 1962-06-30 | 20.04 | 19.87 | dwg | WI | Transmission | Legacy | 2 |  |  | 4 | 375 | [5 empty] | 76117 | NA |  | 37.96 |  | WSL |  | Waikato,Te Kawerau a Maki,Ngāti Whātua,Ngāti Maru,Ngāti Whātua o Ōrākei,Ngāti Tamaoho,Ngāti Tamaterā,Ngāti Pāoa,Ngāi Tai ki Tāmaki,Ngāti Hako,Te Ākitai Waiohua | 2.67 | 3 | 2 | 2021 | CCTV Footage Review Log South_Latest.xls | yes | 5 | 1 | 3 | CCTV Available (0-10 Years Old) & Soil Type Available | 3.8192 | 4 | 2 | 1 | 5 | Property Parcels, KiwiRail | 1 | Aquifer - Onehunga Volcanic Aquifer | 1 | 1.73 | 0.023519 | Modelled Flow Data Used & Depth Available | 37.9612 | 17
703 | 736 | 14990 | 10006805 | 195833 | DSONE | Onehunga Branch | Gravity | Pipe | Buried | OP | CONC | None | 1962-06-30 | 20.18 | 20.04 | dwg | WI | Transmission | Legacy | 2 |  |  | 4 | 375 | [5 empty] | 76118 | NA |  | 36.37 |  | WSL |  | Waikato,Te Kawerau a Maki,Ngāti Whātua,Ngāti Maru,Ngāti Whātua o Ōrākei,Ngāti Tamaoho,Ngāti Tamaterā,Ngāti Pāoa,Ngāi Tai ki Tāmaki,Ngāti Hako,Te Ākitai Waiohua | 2.67 | 3 | 2 | 2021 | CCTV Footage Review Log South_Latest.xls | yes | 5 | 1 | 3 | CCTV Available (0-10 Years Old) & Soil Type Available | 3.8192 | 4 | 2 | 1 | 5 | NZTA | 1 | Aquifer - Onehunga Volcanic Aquifer | 1 | 1.73 | 0.023519 | Modelled Flow Data Used & Depth Available | 36.3676 | 17
660 | 689 | 15041 | 10005585 | 194471 | DSGLD | Glendowie Branch | Gravity | Pipe | Buried | OP | CONC | RBLOC | 1966-06-30 | 16.83 | 12.85 | dwg | EI | Transmission | Legacy | 2 |  |  | 4 | 375 | [5 empty] | 75045 | NA |  | 104.78 |  | WSL |  | Waikato,Te Kawerau a Maki,Ngāti Whātua,Ngāti Maru,Ngāti Whātua o Ōrākei,Ngāti Tamaoho,Te Patukirikiri,Ngāti Whanaunga,Ngāti Tamaterā,Ngāti Pāoa,Ngāi Tai ki Tāmaki,Ngāti Hako,Te Ākitai Waiohua | 1.54 | 2 | 1 | 2011 | CCTV Footage Review Log South_Latest.xls | no | 5 | 1 | 1 | CCTV Available (10-20 Years Old) & Soil Type Available | 3.8187 | 4 | 1 | 1 | 5 | Property Parcels, Schools & Hospitals | 1 |  | 1 | 1.73 | 0.014243 | Modelled Flow Data Used & Depth Available | 104.782 | 13
2523 | 2743 | 15039 | 10005582 | 194822 | DSGLD | Glendowie Branch | Gravity | Pipe | Buried | OP | CONC | RBLOC | 1966-06-30 | 9.12 | 6.78 | dwg | EI | Transmission | Legacy | 2 |  |  | 4 | 375 | [5 empty] | 75042 | NA |  | 132.1 |  | WSL |  | Waikato,Te Kawerau a Maki,Ngāti Whātua,Ngāti Maru,Ngāti Whātua o Ōrākei,Ngāti Tamaoho,Te Patukirikiri,Ngāti Whanaunga,Ngāti Tamaterā,Ngāti Pāoa,Ngāi Tai ki Tāmaki,Ngāti Hako,Te Ākitai Waiohua | 1.15 | 1 | 1 | 2011 | CCTV Footage Review Log South_Latest.xls | no | 1 | 3 | 1 | CCTV Available (10-20 Years Old) & Soil Type Available | 3.8187 | 4 | 1 | 1 | 5 | Schools & Hospitals | 1 |  | 1 | 1.73 | 0.014243 | Modelled Flow Data Used & Depth Available | 132.1046 | 7
672 | 701 | 15042 | 10005586 | 194823 | DSGLD | Glendowie Branch | Gravity | Pipe | Buried | OP | CONC | RBLOC | 1966-06-30 | 22.64 | 16.83 | dwg | EI | Transmission | Legacy | 2 |  |  | 4 | 375 | [5 empty] | 75046 | NA |  | 128.46 |  | WSL |  | Waikato,Te Kawerau a Maki,Ngāti Whātua,Ngāti Maru,Ngāti Whātua o Ōrākei,Ngāti Tamaoho,Te Patukirikiri,Ngāti Whanaunga,Ngāti Tamaterā,Ngāti Pāoa,Ngāi Tai ki Tāmaki,Ngāti Hako,Te Ākitai Waiohua | 1 | 1 | 1 | 2011 | CCTV Footage Review Log South_Latest.xls | no | 1 | 1 | 1 | CCTV Available (10-20 Years Old) & Soil Type Available | 3.8187 | 4 | 1 | 1 | 5 | Property Parcels, Building Outlines, Schools & Hospitals | 1 |  | 1 | 1.73 | 0.014243 | Modelled Flow Data Used & Depth Available | 128.4626 | 7
673 | 702 | 15040 | 10005584 | 194976 | DSGLD | Glendowie Branch | Gravity | Pipe | Buried | OP | CONC | RBLOC | 1966-06-30 | 12.85 | 10.24 | dwg | EI | Transmission | Legacy | 2 |  |  | 4 | 375 | [5 empty] | 75044 | NA |  | 81.37 |  | WSL |  | Waikato,Te Kawerau a Maki,Ngāti Whātua,Ngāti Maru,Ngāti Whātua o Ōrākei,Ngāti Tamaoho,Te Patukirikiri,Ngāti Whanaunga,Ngāti Tamaterā,Ngāti Pāoa,Ngāi Tai ki Tāmaki,Ngāti Hako,Te Ākitai Waiohua | 1.15 | 1 | 1 | 2011 | CCTV Footage Review Log South_Latest.xls | no | 1 | 3 | 1 | CCTV Available (10-20 Years Old) & Soil Type Available | 3.8187 | 4 | 1 | 1 | 5 | Property Parcels, Building Outlines, Schools & Hospitals | 1 |  | 1 | 1.73 | 0.014243 | Modelled Flow Data Used & Depth Available | 81.3742 | 7
2522 | 2742 | 15038 | 10005583 | 194619 | DSGLD | Glendowie Branch | Gravity | Pipe | Buried | OP | CONC | RBLOC | 1966-06-30 | 10.24 | 9.12 | dwg | EI | Transmission | Legacy | 2 |  |  | 4 | 375 | [5 empty] | 75043 | NA |  | 64.12 |  | WSL |  | Waikato,Te Kawerau a Maki,Ngāti Whātua,Ngāti Maru,Ngāti Whātua o Ōrākei,Ngāti Tamaoho,Te Patukirikiri,Ngāti Whanaunga,Ngāti Tamaterā,Ngāti Pāoa,Ngāi Tai ki Tāmaki,Ngāti Hako,Te Ākitai Waiohua | 1.15 | 1 | 1 | 2011 | CCTV Footage Review Log South_Latest.xls | no | 1 | 3 | 1 | CCTV Available (10-20 Years Old) & Soil Type Available | 3.8187 | 4 | 1 | 1 | 5 | Property Parcels, Schools & Hospitals | 1 |  | 1 | 1.73 | 0.014243 | Modelled Flow Data Used & Depth Available | 64.1226 | 7
2232 | 2442 | 15957 | 10009623 | 198019 | DSWYN | Weymouth North Branch | Gravity | Pipe | Buried | OP | AC | None | 1981-06-30 | 13.68 | 12.98 | dwg | SW | Transmission | Legacy | 2 |  |  | 4 | 300 | [5 empty] | 78689 | NA |  | 117.42 |  | WSL |  | Waikato,Ngāti Maru,Ngāti Tamaoho,Ngāti Tamaterā,Ngāi Tai ki Tāmaki,Ngāti Hako,Te Ākitai Waiohua | 2 | 2 | 2 | 2008 | CCTV Footage Review Log South_Latest.xls | no | 1 | 1 | 2 | CCTV Available (10-20 Years Old) & Soil Type Available | 3.8161 | 4 | 1 | 1 | 5 | Property Parcels, Schools & Hospitals, Public Park & Sports Area | 1 |  | 1 | 1.73 | 0.015665 | Modelled Flow Data Used & Depth Available | 117.4151 | 13
2233 | 2443 | 15956 | 10009622 | 197406 | DSWYN | Weymouth North Branch | Gravity | Pipe | Buried | OP | AC | None | 1976-06-30 | 12.98 | 12.39 | dwg | SW | Transmission | Legacy | 2 |  |  | 4 | 300 | [5 empty] | 78688 | NA |  | 92.56 |  | WSL |  | Waikato,Ngāti Maru,Ngāti Tamaoho,Ngāti Tamaterā,Ngāi Tai ki Tāmaki,Ngāti Hako,Te Ākitai Waiohua | 2.29 | 2 | 2 | 2008 | CCTV Footage Review Log South_Latest.xls | no | 1 | 1 | 3 | CCTV Available (10-20 Years Old) & Soil Type Available | 3.8161 | 4 | 1 | 1 | 5 | Property Parcels, Schools & Hospitals | 1 |  | 1 | 1.73 | 0.015665 | Modelled Flow Data Used & Depth Available | 92.5557 | 13
2234 | 2444 | 15955 | 10009621 | 197846 | DSWYN | Weymouth North Branch | Gravity | Pipe | Buried | OP | AC | None | 1976-06-30 | 12.39 | 12.19 | dwg | SW | Transmission | Legacy | 2 |  |  | 4 | 375 | [5 empty] | 78687 | NA |  | 58.87 |  | WSL |  | Waikato,Ngāti Maru,Ngāti Tamaoho,Ngāti Tamaterā,Ngāi Tai ki Tāmaki,Ngāti Hako,Te Ākitai Waiohua | 3 | 3 | 3 | 2008 | CCTV Footage Review Log South_Latest.xls | no | 1 | 1 | 3 | CCTV Available (10-20 Years Old) & Soil Type Available | 3.8156 | 4 | 1 | 1 | 5 | Property Parcels, Schools & Hospitals | 1 |  | 1 | 1.73 | 0.015945 | Modelled Flow Data Used & Depth Available | 58.8691 | 17
1615 | 1760 | 16376 | 10005092 | 194154 | DSBBH | Bucklands Beach Branch | Gravity | Pipe | Buried | OP | CONC | RIBLO | 1966-06-30 | 26.6 | 25.54 | dwg | HI | Transmission | Legacy | 2 |  |  | 4 | 300 | CCTV | CCTV | CCTV | CCTV | CONS | 74611 | NA |  | 85.45 | CCTV | WSL |  | Waikato,Ngāti Maru,Ngāti Tamaoho,Te Patukirikiri,Ngāti Whanaunga,Ngāti Tamaterā,Ngāti Pāoa,Ngāi Tai ki Tāmaki,Ngāti Hako,Te Ākitai Waiohua | 3 | 3 | 3 | 2018 | te puna wai | no | 1 | 1 | 1 | CCTV Available (0-10 Years Old) & Soil Type Available | 3.8147 | 4 | 1 | 1 | 5 | Property Parcels, Schools & Hospitals | 1 |  | 1 | 1.73 | 0.016405 | Modelled Flow Data Used & Depth Available | 85.446 | 17
1614 | 1759 | 16377 | 10005093 | 193716 | DSBBH | Bucklands Beach Branch | Gravity | Pipe | Buried | OP | CONC | RIBLO | 1966-06-30 | 28.2 | 26.6 | dwg | HI | Transmission | Legacy | 2 |  |  | 4 | 300 | CCTV | CCTV | CCTV | CCTV | CONS | 74612 | NA |  | 128.47 | CCTV | WSL |  | Waikato,Ngāti Maru,Ngāti Tamaoho,Te Patukirikiri,Ngāti Whanaunga,Ngāti Tamaterā,Ngāti Pāoa,Ngāi Tai ki Tāmaki,Ngāti Hako,Te Ākitai Waiohua | 3 | 3 | 3 | 2018 | te puna wai | no | 1 | 1 | 1 | CCTV Available (0-10 Years Old) & Soil Type Available | 3.8147 | 4 | 1 | 1 | 5 | Property Parcels, Building Outlines, Schools & Hospitals | 1 |  | 1 | 1.73 | 0.016437 | Modelled Flow Data Used & Depth Available | 128.4668 | 17
2504 | 2722 | 40458 | 10006574 | 195923 | DSMSE | Mangere South East Branch | Gravity | Pipe | Buried | OP | CONC | None | 2009-05-05 | 21.25 | 14.07 | 0.1s | EI | Transmission | DC09028 | 2 |  |  | 4 | 355 | [5 empty] | 75906 | NA |  | 176.19 |  | WSL |  | Waikato,Te Kawerau a Maki,Ngāti Maru,Ngāti Whātua o Ōrākei,Ngāti Tamaoho,Ngāti Tamaterā,Ngāi Tai ki Tāmaki,Ngāti Hako,Te Ākitai Waiohua | 1.15 | 1 | 1 | 2010 | te puna wai | no | 1 | 3 | 1 | CCTV Available (10-20 Years Old) & Soil Type Available | 3.8121 | 4 | 2 | 1 | 5 | Schools & Hospitals | 1 |  | 1 | 1.73 | 0.030027 | Modelled Flow Data Used & Depth Available | 176.192 | 7
4411 | 4707 | 2735836 | 10105314 | 197891 | DSTPW | Takapuna West Branch Sewer TS3 | Rising | Pipe | Buried | OP | PE | None | 2017-12-12 |  |  | 0.1s | NI | Transmission | T0001201A | 2 |  |  | 4 | 630 | [5 empty] | 65470 | NA |  | 1109.63 |  | WSL |  | Te Kawerau a Maki,Ngāti Whātua,Ngāti Maru,Ngāti Whātua o Ōrākei,Ngāti Tamaoho,Ngāti Manuhiri,Te Patukirikiri,Ngāti Whanaunga,Ngāti Tamaterā,Ngāti Pāoa,Ngāi Tai ki Tāmaki,Ngāti Hako,Te Ākitai Waiohua | 1.8 | 2 |  |  |  | no | 3 | 5 | 1 | CCTV NOT Available or Over 30 Years Old & Soil Type Available | 3.803 | 4 | 3 | 5 | 5 | Property Parcels, Schools & Hospitals | 1 |  | 1.5 | 2.005 | 0.6 | Diameter Used For Flow Approximation & Depth Available | 1109.6303 | 13
103 | 109 | 17896 | 10008856 | 197704 | DSTIN | Tamaki East Interceptor | Rising | Pipe | In Tunnel | OP | CLS | None | 1973-06-30 |  |  | dwg | TE | Transmission | Legacy | 1 |  |  | 4 | 760 | [5 empty] | 78020 | NA |  | 156.36 |  | WSL |  | Waikato,Te Kawerau a Maki,Ngāti Maru,Ngāti Whātua o Ōrākei,Ngāti Tamaoho,Ngāti Whanaunga,Ngāti Tamaterā,Ngāti Pāoa,Ngāi Tai ki Tāmaki,Ngāti Hako,Te Ākitai Waiohua | 4.41 | 4 |  |  |  | no | 3 | 3 | 5 | CCTV NOT Available or Over 30 Years Old & Soil Type Available | 3.803 | 4 | 3 | 5 | 5 | NZTA | 1 |  | 1.5 | 2.005 | 0.6 | Diameter Used For Flow Approximation & Depth Available | 156.3572 | 21
4428 | 4724 | 4521884 | 10105214 | 196510 | DSPKE | Pukekohe Branch Sewer | Rising | Pipe | Buried | OP | PE | None | 2017-08-01 |  |  | 0.1s | SI | Transmission | T0001200 | 2 |  |  | 4 | 650 | [5 empty] | 76849 | NA |  | 302.34 |  | WSL |  | Waikato,Ngāti Maru,Ngāti Tamaoho,Ngāi Tai ki Tāmaki,Ngāti Hako,Te Ākitai Waiohua | 1 | 1 |  |  |  | no | 1 | 1 | 1 | CCTV NOT Available or Over 30 Years Old & Soil Type Available | 3.803 | 4 | 3 | 5 | 5 | Schools & Hospitals | 1 | Aquifer - Franklin Volcanic Aquifer | 1.5 | 2.005 | 0.6 | Diameter Used For Flow Approximation & Depth Available | 302.3418 | 7
1910 | 2087 | 17707 | 10007319 | 196459 | DSOTB | Otara Branch | Rising | Pipe | Buried | OP | CONC | None | 1961-06-30 | 0 | 10.43 | dwg | SI | Transmission | Legacy | 2 |  |  | 4 | 700 | [5 empty] | 76471 | NA |  | 198.43 |  | WSL |  | Waikato,Te Kawerau a Maki,Ngāti Maru,Ngāti Whātua o Ōrākei,Ngāti Tamaoho,Ngāti Tamaterā,Ngāi Tai ki Tāmaki,Ngāti Hako,Te Ākitai Waiohua | 2.62 | 3 |  |  |  | no | 1 | 3 | 3 | CCTV NOT Available or Over 30 Years Old & Soil Type Available | 3.803 | 4 | 3 | 5 | 5 | Property Parcels, Schools & Hospitals | 1 |  | 1.5 | 2.005 | 0.6 | Diameter Used For Flow Approximation & Depth Available | 198.4316 | 17
4429 | 4725 | 4521895 | 10106857 | 196398 | DSPKE | Pukekohe Branch Sewer | Rising | Pipe | Buried | OP | GRP | None | 2017-08-01 |  |  | 0.1s | SI | Transmission | T0001200 | 2 |  |  | 4 | 650 | [5 empty] | 76848 | NA |  | 113.76 |  | WSL |  | Waikato,Ngāti Maru,Ngāti Tamaoho,Ngāti Hako,Te Ākitai Waiohua | 1 | 1 |  |  |  | no | 1 | 1 | 1 | CCTV NOT Available or Over 30 Years Old & Soil Type Available | 3.803 | 4 | 3 | 5 | 5 | Schools & Hospitals | 1 | Aquifer - Franklin Volcanic Aquifer | 1.5 | 2.005 | 0.6 | Diameter Used For Flow Approximation & Depth Available | 113.7642 | 7
1915 | 2093 | 16285 | 10007317 | 196319 | DSOTB | Otara Branch | Rising | Pipe | Buried | OP | CONC | None | 1961-06-30 | 0 | 10.43 | dwg | SI | Transmission | Legacy | 2 |  |  | 4 | 700 | [5 empty] | 76468 | NA |  | 74.33 |  | WSL |  | Waikato,Te Kawerau a Maki,Ngāti Maru,Ngāti Tamaoho,Ngāti Tamaterā,Ngāi Tai ki Tāmaki,Ngāti Hako,Te Ākitai Waiohua | 2.62 | 3 |  |  |  | no | 1 | 3 | 3 | CCTV NOT Available or Over 30 Years Old & Soil Type Available | 3.803 | 4 | 3 | 5 | 5 | KiwiRail, Schools & Hospitals | 1 |  | 1.5 | 2.005 | 0.6 | Diameter Used For Flow Approximation & Depth Available | 74.3268 | 17
4432 | 4728 | 4521898 | 10106856 | 196599 | DSPKE | Pukekohe Branch Sewer | Rising | Pipe | Buried | OP | MS | None | 2017-08-14 |  |  | 0.1s | SI | Transmission | T0001200 | 2 |  |  | 4 | 650 | [5 empty] | 76847 | NA |  | 9.5 |  | WSL |  | Waikato,Ngāti Maru,Ngāti Tamaoho,Ngāti Hako,Te Ākitai Waiohua | 1 | 1 |  |  |  | no | 1 | 1 | 1 | CCTV NOT Available or Over 30 Years Old & Soil Type Available | 3.803 | 4 | 3 | 5 | 5 | Schools & Hospitals | 1 | Aquifer - Franklin Volcanic Aquifer | 1.5 | 2.005 | 0.6 | Diameter Used For Flow Approximation & Depth Available | 9.5014 | 7
1924 | 2103 | 17706 | 10007318 | 196116 | DSOTB | Otara Branch | Rising | Pipe | Buried | OP | CLS | None | 1961-06-30 | 0 | 10.43 | dwg | SI | Transmission | Legacy | 2 |  |  | 4 | 630 | [5 empty] | 76470 | NA |  | 3.7 |  | WSL |  | Waikato,Te Kawerau a Maki,Ngāti Maru,Ngāti Tamaoho,Ngāti Tamaterā,Ngāi Tai ki Tāmaki,Ngāti Hako,Te Ākitai Waiohua | 3.89 | 4 | 3 | 2002 | te puna wai | no | 1 | 3 | 5 | CCTV Available (20-30 Years Old) & Soil Type Available | 3.803 | 4 | 3 | 5 | 5 | KiwiRail, Schools & Hospitals | 1 |  | 1.5 | 2.005 | 0.6 | Diameter Used For Flow Approximation & Depth Available | 3.697 | 21
65 | 71 | 29111 | 10007997 | 196870 | DSSIN | Southern Interceptor | Gravity | Pipe | Bridged | OP | CONC | None | 1965-06-30 | 1.21 | 0.94 | dwg | SI | Transmission | Legacy | 1 |  |  | 4 | 900 | [5 empty] | 77336 | NA |  | 128.37 |  | WSL |  | Waikato,Ngāti Maru,Ngāti Tamaoho,Ngāti Whanaunga,Ngāti Tamaterā,Ngāti Pāoa,Ngāi Tai ki Tāmaki,Ngāti Hako,Te Ākitai Waiohua | 3 | 3 | 3 | 2019 | CCTV Footage Review Log South_Latest.xls | no | 1 | 1 | 2 | CCTV Available (0-10 Years Old) & Soil Type Not Available | 3.8001 | 4 | 4 | 5 | 3.5 | Property Parcels, Building Outlines | 1 | Ocean Intercept | 5 | 1.665 | 0.10472 | Modelled Flow Data Used & Depth Available | 128.3698 | 17
2910 | 3168 | 2102644 | 10084303 | 197661 | DSWHE | Whenuapai Branch | Gravity | Pipe | Buried | OP | CONC | None | 1965-06-30 | 1.63 | 1.42 | dwg | WI | Transmission | Legacy | 2 |  |  | 4 | 724 | [5 empty] | 78263 | NA |  | 22.69 |  | WSL |  | Te Kawerau a Maki,Ngāti Whātua,Ngāti Whātua o Ōrākei,Ngāti Tamaoho,Ngāti Tamaterā,Te Ākitai Waiohua | 3 | 3 | 3 | 2017 | CCTV Footage Review Log South_Latest.xls | no | 3 | 5 | 2 | CCTV Available (0-10 Years Old) & Soil Type Available | 3.8 | 4 | 3 | 3 | 5 | Property Parcels, Schools & Hospitals | 1 |  | 5 | 2 | 0.6 | Diameter Used For Flow Approximation & Depth Available | 22.6876 | 17
1350 | 1441 | 16687 | 10005705 | 194497 | DSGLE | Glen Eden Branch | Gravity | Pipe | In Tunnel | OP | CONC | None | 1965-06-30 | 5.44 | 5.02 | dwg | WI | Transmission | Legacy | 2 |  |  | 4 | 635 | [5 empty] | 75193 | NA |  | 81.12 |  | WSL |  | Te Kawerau a Maki,Ngāti Whātua,Ngāti Whātua o Ōrākei,Ngāti Tamaoho,Ngāti Tamaterā,Te Ākitai Waiohua | 2 | 2 | 2 | 2011 | te puna wai | no | 1 | 3 | 2 | CCTV Available (10-20 Years Old) & Soil Type Available | 3.8 | 4 | 3 | 3 | 5 | Schools & Hospitals | 1 |  | 5 | 2 | 0.6 | Diameter Used For Flow Approximation & Depth Available | 81.121 | 13
3530 | 3803 | 909554 | 10088975 | 197626 | DSWAU | Wairau Branch Sewer TS4 | Gravity | Pipe | Buried | OP | CONC | None | 1960-01-01 |  |  | dwg | NI | Transmission | Legacy | 2 |  |  | 4 | 1220 | [5 empty] | 65482 | NA |  | 216.42 |  | WSL |  | Te Kawerau a Maki,Ngāti Whātua,Ngāti Maru,Ngāti Whātua o Ōrākei,Ngāti Tamaoho,Ngāti Manuhiri,Te Patukirikiri,Ngāti Whanaunga,Ngāti Tamaterā,Ngāti Pāoa,Ngāi Tai ki Tāmaki,Ngāti Hako,Te Ākitai Waiohua | 3.1 | 3 | 3 | 2015 | te puna wai | no | 5 | 1 | 3 | CCTV Available (0-10 Years Old) & Soil Type Available | 3.7888 | 4 | 4 | 5 | 2.5 | Property Parcels, Public Park & Sports Area | 4 | NZ River Lines | 1.5 | 1.515 | 0.366 | Modelled Flow Data Used & Depth Available | 216.4151 | 17
1138 | 1204 | 15606 | 10005351 | 194196 | DSEDC | Edgars Creek Branch | Gravity | Pipe | Buried | OP | AC | None | 1979-06-30 | 6.44 | 6.33 | dwg | OM | Transmission | Legacy | 2 |  |  | 4 | 375 | [5 empty] | 74776 | NA |  | 40.09 |  | WSL |  | Te Kawerau a Maki,Ngāti Whātua,Ngāti Maru,Ngāti Whātua o Ōrākei,Ngāti Tamaoho,Ngāti Tamaterā,Ngāi Tai ki Tāmaki,Ngāti Hako,Te Ākitai Waiohua | 3 | 3 | 3 | 2016 | te puna wai | no | 5 | 1 | 2 | CCTV Available (0-10 Years Old) & Soil Type Available | 3.7789 | 4 | 1 | 1 | 3.5 | Property Parcels, Building Outlines | 4 | NZ River Lines | 5 | 1.69 | 0.0034297 | Modelled Flow Data Used & Depth Available | 40.0897 | 17
567 | 590 | 15337 | 10007073 | 195716 | DSORM | Orakei Main Sewer | Gravity | Pipe | Buried | OP | BRICK | None | 1911-06-30 | 5.42 | 5.3 | dwg | OM | Transmission | Legacy | 1 |  |  | 4 | 1500 | [5 empty] | 76278 | NA |  | 207.31 |  | WSL |  | Te Kawerau a Maki,Ngāti Whātua,Ngāti Maru,Ngāti Whātua o Ōrākei,Ngāti Tamaoho,Ngāti Tamaterā,Ngāi Tai ki Tāmaki,Ngāti Hako,Te Ākitai Waiohua | 3.63 | 4 | 3 | 2013 | CCTV Footage Review Log South_Latest.xls | no | 5 | 1 | 4 | CCTV Available (10-20 Years Old) & Soil Type Available | 3.7778 | 4 | 4 | 5 | 2.5 | Property Parcels, Building Outlines | 4 | Aquifer - Western Springs Volcanic Aquifer, NZ River Lines | 5 | 1.635 | 0.13754 | Modelled Flow Data Used & Depth Available | 207.3137 | 21
1381 | 1475 | 16722 | 10005758 | 195014 | DSGLE | Glen Eden Branch | Gravity | Pipe | Buried | OP | CONC | None | 1965-06-30 | 26.47 | 25.92 | dwg | WI | Transmission | Legacy | 2 |  |  | 4 | 375 | [5 empty] | 75249 | NA |  | 84.97 |  | WSL |  | Te Kawerau a Maki,Ngāti Whātua,Ngāti Whātua o Ōrākei,Ngāti Tamaoho,Ngāti Tamaterā,Te Ākitai Waiohua | 2 | 2 | 2 | 2011 | te puna wai | no | 1 | 3 | 2 | CCTV Available (10-20 Years Old) & Soil Type Available | 3.7669 | 4 | 2 | 1 | 3.5 | Property Parcels, Building Outlines | 4 | NZ River Lines | 5 | 1.69 | 0.017477 | Modelled Flow Data Used & Depth Available | 84.9692 | 13
2066 | 2267 | 17083 | 10005745 | 194507 | DSGLE | Glen Eden Branch | Gravity | Pipe | Buried | OP | CONC | None | 1965-06-30 | 20.1 | 19.82 | dwg | WI | Transmission | Legacy | 2 |  |  | 4 | 375 | [5 empty] | 75236 | NA |  | 52.98 |  | WSL |  | Te Kawerau a Maki,Ngāti Whātua,Ngāti Whātua o Ōrākei,Ngāti Tamaoho,Ngāti Tamaterā,Te Ākitai Waiohua | 2 | 2 | 2 | 2011 | te puna wai | no | 1 | 3 | 2 | CCTV Available (10-20 Years Old) & Soil Type Available | 3.7614 | 4 | 2 | 1 | 3.5 | Property Parcels, Building Outlines | 4 | NZ River Lines | 5 | 1.69 | 0.022798 | Modelled Flow Data Used & Depth Available | 52.9824 | 13
695 | 728 | 15149 | 10004578 | 193398 | DSB09 | Branch 9 Mt Roskill | Gravity | Pipe | Buried | OP | CONC | None | 1946-06-30 | 34.79 | 34.24 | dwg | WI | Transmission | Legacy | 2 |  |  | 4 | 600 | [5 empty] | 74282 | NA |  | 80.17 |  | WSL |  | Waikato,Te Kawerau a Maki,Ngāti Whātua,Ngāti Maru,Ngāti Whātua o Ōrākei,Ngāti Tamaoho,Ngāti Tamaterā,Ngāi Tai ki Tāmaki,Ngāti Hako,Te Ākitai Waiohua | 2.67 | 3 | 2 | 2016 | CCTV Footage Review Log South_Latest.xls | no | 5 | 1 | 3 | CCTV Available (0-10 Years Old) & Soil Type Available | 3.7549 | 4 | 3 | 3 | 3.5 | Property Parcels, Building Outlines | 4 | NZ River Lines | 1 | 1.68 | 0.055824 | Modelled Flow Data Used & Depth Available | 80.1743 | 17
3224 | 3488 | 923979 | 10089226 | 193322 | DSALW | Albany West Branch Sewer TS25 | Gravity | Pipe | Buried | OP | CONC | None | 1992-07-01 |  |  | dwg | NI | Transmission | Legacy | 2 |  |  | 4 | 724 | [5 empty] | 64026 | NA |  | 74.23 |  | WSL |  | Te Kawerau a Maki,Ngāti Whātua,Ngāti Maru,Ngāti Whātua o Kaipara,Ngāti Whātua o Ōrākei,Ngāti Tamaoho,Ngāti Manuhiri,Te Patukirikiri,Ngāti Whanaunga,Ngāti Tamaterā,Ngāti Pāoa,Ngāi Tai ki Tāmaki,Ngāti Hako,Te Ākitai Waiohua | 1.97 | 2 |  |  |  | no | 5 | 3 | 1 | CCTV NOT Available or Over 30 Years Old & Soil Type Available | 3.7544 | 4 | 3 | 3 | 3.5 | Property Parcels, Building Outlines | 4 | NZ River Lines | 1.5 | 1.695 | 0.13017 | Modelled Flow Data Used & Depth Available | 74.2341 | 13
540 | 563 | 16525 | 10009296 | 197359 | DSWIN | Western Interceptor | Gravity | Pipe | Buried | OP | CONC | None | 1964-06-30 | 1.29 | 1.2 | dwg | WI | Transmission | Legacy | 1 |  |  | 4 | 1350 | [5 empty] | 78406 | NA |  | 60.13 |  | WSL |  | Waikato,Te Kawerau a Maki,Ngāti Whātua,Ngāti Maru,Ngāti Whātua o Ōrākei,Ngāti Tamaoho,Ngāti Tamaterā,Ngāi Tai ki Tāmaki,Ngāti Hako,Te Ākitai Waiohua | 3 | 3 | 3 | 2016 | te puna wai | no | 5 | 3 | 2 | CCTV Available (0-10 Years Old) & Soil Type Available | 3.7493 | 4 | 5 | 5 | 2.5 | Property Parcels | 1 |  | 5 | 1.355 | 0.27176 | Modelled Flow Data Used & Depth Available | 60.1338 | 17
167 | 179 | 16526 | 10009297 | 197973 | DSWIN | Western Interceptor | Gravity | Pipe | Buried | OP | CONC | None | 1964-06-30 | 1.41 | 1.29 | dwg | WI | Transmission | Legacy | 1 |  |  | 4 | 1350 | [5 empty] | 78407 | NA |  | 83.45 |  | WSL |  | Waikato,Te Kawerau a Maki,Ngāti Whātua,Ngāti Maru,Ngāti Whātua o Ōrākei,Ngāti Tamaoho,Ngāti Tamaterā,Ngāi Tai ki Tāmaki,Ngāti Hako,Te Ākitai Waiohua | 3 | 3 | 3 | 2016 | te puna wai | no | 5 | 3 | 2 | CCTV Available (0-10 Years Old) & Soil Type Available | 3.7485 | 4 | 5 | 5 | 2.5 | Property Parcels, Building Outlines | 1 |  | 5 | 1.355 | 0.27134 | Modelled Flow Data Used & Depth Available | 83.4535 | 17
538 | 561 | 16535 | 10009302 | 197756 | DSWIN | Western Interceptor | Gravity | Pipe | Buried | OP | CONC | None | 1964-06-30 | 1.87 | 1.74 | dwg | WI | Transmission | Legacy | 1 |  |  | 4 | 1350 | [5 empty] | 78412 | NA |  | 109.76 |  | WSL |  | Waikato,Te Kawerau a Maki,Ngāti Whātua,Ngāti Maru,Ngāti Whātua o Ōrākei,Ngāti Tamaoho,Ngāti Tamaterā,Ngāi Tai ki Tāmaki,Ngāti Hako,Te Ākitai Waiohua | 3 | 3 | 3 | 2016 | te puna wai | no | 1 | 3 | 2 | CCTV Available (0-10 Years Old) & Soil Type Available | 3.7485 | 4 | 5 | 5 | 2.5 | Property Parcels, Building Outlines | 1 |  | 5 | 1.355 | 0.27133 | Modelled Flow Data Used & Depth Available | 109.7565 | 17
539 | 562 | 16534 | 10009301 | 197974 | DSWIN | Western Interceptor | Gravity | Pipe | Buried | OP | CONC | None | 1964-06-30 | 1.74 | 1.58 | dwg | WI | Transmission | Legacy | 1 |  |  | 4 | 1350 | [5 empty] | 78411 | NA |  | 135.94 |  | WSL |  | Waikato,Te Kawerau a Maki,Ngāti Whātua,Ngāti Maru,Ngāti Whātua o Ōrākei,Ngāti Tamaoho,Ngāti Tamaterā,Ngāi Tai ki Tāmaki,Ngāti Hako,Te Ākitai Waiohua | 3 | 3 | 3 | 2016 | te puna wai | no | 1 | 3 | 2 | CCTV Available (0-10 Years Old) & Soil Type Available | 3.7484 | 4 | 5 | 5 | 2.5 | Property Parcels, Building Outlines | 1 |  | 5 | 1.355 | 0.27129 | Modelled Flow Data Used & Depth Available | 135.9402 | 17
168 | 180 | 16527 | 10009300 | 197360 | DSWIN | Western Interceptor | Gravity | Pipe | Buried | OP | CONC | None | 1964-06-30 | 1.58 | 1.5 | dwg | WI | Transmission | Legacy | 1 |  |  | 4 | 1350 | [5 empty] | 78410 | NA |  | 72.43 |  | WSL |  | Waikato,Te Kawerau a Maki,Ngāti Whātua,Ngāti Maru,Ngāti Whātua o Ōrākei,Ngāti Tamaoho,Ngāti Tamaterā,Ngāi Tai ki Tāmaki,Ngāti Hako,Te Ākitai Waiohua | 3 | 3 | 3 | 2016 | te puna wai | no | 1 | 3 | 2 | CCTV Available (0-10 Years Old) & Soil Type Available | 3.7484 | 4 | 5 | 5 | 2.5 | Property Parcels, Building Outlines | 1 |  | 5 | 1.355 | 0.27125 | Modelled Flow Data Used & Depth Available | 72.4309 | 17
536 | 559 | 16537 | 10099304 | 197816 | DSWIN | Western Interceptor | Gravity | Pipe | Buried | OP | CONC | None | 1964-06-30 | 2.18 | 2.13 | dwg | WI | Transmission | Legacy | 1 |  |  | 4 | 1350 | [5 empty] | 66607 | NA |  | 46.28 |  | WSL |  | Waikato,Te Kawerau a Maki,Ngāti Whātua,Ngāti Whātua o Ōrākei,Ngāti Tamaoho,Ngāti Tamaterā,Ngāi Tai ki Tāmaki,Te Ākitai Waiohua | 1.92 | 2 |  |  |  | no | 1 | 3 | 2 | CCTV NOT Available or Over 30 Years Old & Soil Type Available | 3.7412 | 4 | 5 | 5 | 2.5 | Property Parcels | 1 |  | 5 | 1.355 | 0.2671 | Modelled Flow Data Used & Depth Available | 46.2768 | 13
346 | 358 | 17465 | 10009304 | 197361 | DSWIN | Western Interceptor | Gravity | Pipe | Buried | OP | CONC | None | 1964-06-30 | 2.11 | 2.06 | dwg | WI | Transmission | Legacy | 1 |  |  | 4 | 1350 | [5 empty] | 78414 | NA |  | 15.06 |  | WSL |  | Waikato,Te Kawerau a Maki,Ngāti Whātua,Ngāti Whātua o Ōrākei,Ngāti Tamaoho,Ngāti Tamaterā,Ngāi Tai ki Tāmaki,Te Ākitai Waiohua | 3 | 3 | 3 | 2016 | te puna wai | no | 1 | 3 | 2 | CCTV Available (0-10 Years Old) & Soil Type Available | 3.7412 | 4 | 5 | 5 | 2.5 | Property Parcels | 1 |  | 5 | 1.355 | 0.26705 | Modelled Flow Data Used & Depth Available | 15.0603 | 17
525 | 548 | 16564 | 10009320 | 197365 | DSWIN | Western Interceptor | Gravity | Pipe | Buried | OP | CONC | None | 1964-06-30 | 3.9 | 3.78 | dwg | WI | Transmission | Legacy | 1 |  |  | 4 | 1350 | [5 empty] | 78433 | NA |  | 96.81 |  | WSL |  | Waikato,Te Kawerau a Maki,Ngāti Whātua,Ngāti Whātua o Ōrākei,Ngāti Tamaoho,Ngāti Tamaterā,Ngāi Tai ki Tāmaki,Te Ākitai Waiohua | 2.39 | 2 | 2 | 2016 | te puna wai | no | 5 | 3 | 2 | CCTV Available (0-10 Years Old) & Soil Type Available | 3.7386 | 4 | 5 | 5 | 2.5 | Property Parcels, Building Outlines | 1 |  | 5 | 1.355 | 0.26558 | Modelled Flow Data Used & Depth Available | 96.8127 | 13
172 | 184 | 17054 | 10009318 | 197760 | DSWIN | Western Interceptor | Gravity | Pipe | Tunnelled | OP | CONC | None | 1964-06-30 | 3.73 | 3.68 | dwg | WI | Transmission | Legacy | 1 |  |  | 4 | 1350 | [5 empty] | 78431 | NA |  | 69.99 |  | WSL |  | Waikato,Te Kawerau a Maki,Ngāti Whātua,Ngāti Whātua o Ōrākei,Ngāti Tamaoho,Ngāti Tamaterā,Ngāi Tai ki Tāmaki,Te Ākitai Waiohua | 2 | 2 | 2 | 2016 | te puna wai | no | 1 | 3 | 2 | CCTV Available (0-10 Years Old) & Soil Type Available | 3.7386 | 4 | 5 | 5 | 2.5 | Property Parcels | 1 |  | 5 | 1.355 | 0.26556 | Modelled Flow Data Used & Depth Available | 69.9928 | 13
521 | 544 | 16550 | 10009325 | 197806 | DSWIN | Western Interceptor | Gravity | Pipe | Buried | OP | CONC | None | 1964-06-30 | 4.34 | 4.26 | dwg | WI | Transmission | Legacy | 1 |  |  | 4 | 1350 | [5 empty] | 78437 | NA |  | 65.47 |  | WSL |  | Te Kawerau a Maki,Ngāti Whātua,Ngāti Whātua o Ōrākei,Ngāti Tamaoho,Ngāti Tamaterā,Ngāi Tai ki Tāmaki,Te Ākitai Waiohua | 3 | 3 | 3 | 2016 | te puna wai | no | 1 | 3 | 2 | CCTV Available (0-10 Years Old) & Soil Type Available | 3.7386 | 4 | 5 | 5 | 2.5 | Property Parcels, Building Outlines | 1 |  | 5 | 1.355 | 0.26555 | Modelled Flow Data Used & Depth Available | 65.4686 | 17
523 | 546 | 16549 | 10009324 | 197366 | DSWIN | Western Interceptor | Gravity | Pipe | Buried | OP | CONC | None | 1964-06-30 | 4.26 | 4.12 | dwg | WI | Transmission | Legacy | 1 |  |  | 4 | 1350 | [5 empty] | 78436 | NA |  | 119.87 |  | WSL |  | Te Kawerau a Maki,Ngāti Whātua,Ngāti Whātua o Ōrākei,Ngāti Tamaoho,Ngāti Tamaterā,Ngāi Tai ki Tāmaki,Te Ākitai Waiohua | 3 | 3 | 3 | 2016 | te puna wai | no | 1 | 3 | 2 | CCTV Available (0-10 Years Old) & Soil Type Available | 3.7384 | 4 | 5 | 5 | 2.5 | Property Parcels, Building Outlines | 1 |  | 5 | 1.355 | 0.26546 | Modelled Flow Data Used & Depth Available | 119.8746 | 17
524 | 547 | 16548 | 10009323 | 197979 | DSWIN | Western Interceptor | Gravity | Pipe | Buried | OP | CONC | None | 1964-06-30 | 4.12 | 4.04 | dwg | WI | Transmission | Legacy | 1 |  |  | 4 | 1350 | [5 empty] | 78435 | NA |  | 24.1 |  | WSL |  | Te Kawerau a Maki,Ngāti Whātua,Ngāti Whātua o Ōrākei,Ngāti Tamaoho,Ngāti Tamaterā,Ngāi Tai ki Tāmaki,Te Ākitai Waiohua | 3 | 3 | 3 | 2016 | te puna wai | no | 1 | 3 | 2 | CCTV Available (0-10 Years Old) & Soil Type Available | 3.7384 | 4 | 5 | 5 | 2.5 | Property Parcels | 1 |  | 5 | 1.355 | 0.26544 | Modelled Flow Data Used & Depth Available | 24.0956 | 17
156 | 162 | 16292 | 10007025 | 195705 | DSORM | Orakei Main Sewer | Gravity | Pipe | Tunnelled | OP | BRICK | None | 1911-06-30 | 0.96 | 0.79 | dwg | OM | Transmission | Legacy | 1 |  |  | 4 | 2550 | [5 empty] | 76239 | NA |  | 579.71 |  | WSL |  | Waikato,Te Kawerau a Maki,Ngāti Whātua,Ngāti Maru,Ngāti Whātua o Ōrākei,Ngāti Tamaoho,Te Patukirikiri,Ngāti Whanaunga,Ngāti Tamaterā,Ngāti Pāoa,Ngāi Tai ki Tāmaki,Ngāti Hako,Te Ākitai Waiohua | 5 | 5 | 5 | 2010 | te puna wai | no | 1 | 1 | 4 | CCTV Available (10-20 Years Old) & Soil Type Available | 3.7364 | 4 | 1 | 5 | 3.5 | Property Parcels, Building Outlines | 1 | Mana Whenua - Onepū Whakatakataka, Significant Ecological Area - SEA_T_6173 | 5 | 1.665 | 0.0063639 | Modelled Flow Data Used & Depth Available | 579.7095 | 24 | Priority
350 | 362 | 17484 | 10009328 | 197367 | DSWIN | Western Interceptor | Gravity | Pipe | In Tunnel | OP | CONC | None | 1964-06-30 | 4.46 | 4.42 | dwg | WI | Transmission | Legacy | 1 |  |  | 4 | 1350 | [5 empty] | 78440 | NA |  | 35.85 |  | WSL |  | Te Kawerau a Maki,Ngāti Whātua,Ngāti Whātua o Ōrākei,Ngāti Tamaoho,Ngāti Tamaterā,Ngāi Tai ki Tāmaki,Te Ākitai Waiohua | 2 | 2 | 2 | 2016 | te puna wai | no | 1 | 3 | 2 | CCTV Available (0-10 Years Old) & Soil Type Available | 3.7359 | 4 | 5 | 5 | 2.5 | Property Parcels | 1 |  | 5 | 1.355 | 0.26401 | Modelled Flow Data Used & Depth Available | 35.8521 | 13
458 | 476 | 17203 | 10009327 | 197980 | DSWIN | Western Interceptor | Gravity | Pipe | Bridged | OP | CONC | None | 1964-06-30 | 4.42 | 4.37 | dwg | WI | Transmission | Legacy | 1 |  |  | 4 | 1350 | [5 empty] | 78439 | NA |  | 48.76 |  | WSL |  | Te Kawerau a Maki,Ngāti Whātua,Ngāti Whātua o Ōrākei,Ngāti Tamaoho,Ngāti Tamaterā,Ngāi Tai ki Tāmaki,Te Ākitai Waiohua | 2 | 2 | 2 | 2016 | te puna wai | no | 1 | 1 | 2 | CCTV Available (0-10 Years Old) & Soil Type Not Available | 3.7359 | 4 | 5 | 5 | 2.5 | Property Parcels | 1 | Ocean Intercept, Significant Ecological Area - SEA-M2-54 | 5 | 1.355 | 0.26398 | Modelled Flow Data Used & Depth Available | 48.7574 | 13
522 | 545 | 17204 | 10009326 | 197762 | DSWIN | Western Interceptor | Gravity | Pipe | Buried | OP | CONC | None | 1964-06-30 | 4.37 | 4.34 | dwg | WI | Transmission | Legacy | 1 |  |  | 4 | 1350 | [5 empty] | 78438 | NA |  | 7.87 |  | WSL |  | Te Kawerau a Maki,Ngāti Whātua,Ngāti Whātua o Ōrākei,Ngāti Tamaoho,Ngāti Tamaterā,Ngāi Tai ki Tāmaki,Te Ākitai Waiohua | 2 | 2 | 2 | 2016 | te puna wai | no | 1 | 3 | 2 | CCTV Available (0-10 Years Old) & Soil Type Available | 3.7359 | 4 | 5 | 5 | 2.5 | Property Parcels | 1 |  | 5 | 1.355 | 0.26398 | Modelled Flow Data Used & Depth Available | 7.8662 | 13
1881 | 2057 | 16898 | 10007859 | 196797 | DSRAN | Ranui Branch | Gravity | Pipe | Buried | OP | CONC | None | 1989-06-30 |  | 13.11 | dwg | WI | Transmission | Legacy | 2 |  |  | 4 | 400 | [5 empty] | 77120 | NA |  | 98.37 |  | WSL |  | Te Kawerau a Maki,Ngāti Whātua,Ngāti Whātua o Ōrākei,Ngāti Tamaoho,Ngāti Tamaterā,Te Ākitai Waiohua | 2 | 2 | 2 | 2016 | CCTV Footage Review Log South_Latest.xls | no | 5 | 3 | 1 | CCTV Available (0-10 Years Old) & Soil Type Available | 3.7355 | 4 | 2 | 2 | 5 | Property Parcels, KiwiRail | 4 | Significant Ecological Area - SEA_T_2003, NZ River Lines | 1.5 | 2.095 | 0.4 | Diameter Used For Flow Approximation & Depth Available | 98.3743 | 13
520 | 543 | 16551 | 10009329 | 197807 | DSWIN | Western Interceptor | Gravity | Pipe | Buried | OP | CONC | None | 1964-06-30 | 4.57 | 4.46 | dwg | WI | Transmission | Legacy | 1 |  |  | 4 | 1350 | [5 empty] | 78441 | NA |  | 83.58 |  | WSL |  | Te Kawerau a Maki,Ngāti Whātua,Ngāti Whātua o Ōrākei,Ngāti Tamaoho,Ngāti Tamaterā,Ngāi Tai ki Tāmaki,Te Ākitai Waiohua | 3 | 3 | 3 | 2016 | te puna wai | no | 1 | 3 | 2 | CCTV Available (0-10 Years Old) & Soil Type Available | 3.7339 | 4 | 5 | 5 | 2.5 | Property Parcels | 1 |  | 5 | 1.355 | 0.26283 | Modelled Flow Data Used & Depth Available | 83.5804 | 17
225 | 237 | 16468 | 10009341 | 197766 | DSWIN | Western Interceptor | Gravity | Pipe | Buried | OP | CONC | None | 1964-06-30 | 5.83 | 5.69 | dwg | WI | Transmission | Legacy | 1 |  |  | 4 | 1350 | [5 empty] | 78454 | NA |  | 124.28 |  | WSL |  | Te Kawerau a Maki,Ngāti Whātua,Ngāti Whātua o Ōrākei,Ngāti Tamaoho,Ngāti Tamaterā,Ngāi Tai ki Tāmaki,Te Ākitai Waiohua | 3 | 3 | 3 | 2016 | te puna wai | no | 1 | 3 | 2 | CCTV Available (0-10 Years Old) & Soil Type Available | 3.7321 | 4 | 5 | 5 | 2.5 | Property Parcels, Building Outlines | 1 |  | 5 | 1.355 | 0.2618 | Modelled Flow Data Used & Depth Available | 124.2832 | 17
61 | 67 | 16556 | 10009337 | 197765 | DSWIN | Western Interceptor | Gravity | Pipe | Buried | OP | CONC | None | 1964-06-30 | 5.3 | 5.21 | dwg | WI | Transmission | Legacy | 1 |  |  | 4 | 1350 | [5 empty] | 78450 | NA |  | 67.29 |  | WSL |  | Te Kawerau a Maki,Ngāti Whātua,Ngāti Whātua o Ōrākei,Ngāti Tamaoho,Ngāti Tamaterā,Ngāi Tai ki Tāmaki,Te Ākitai Waiohua | 2 | 2 | 2 | 2016 | te puna wai | no | 1 | 3 | 2 | CCTV Available (0-10 Years Old) & Soil Type Available | 3.7319 | 4 | 5 | 5 | 2.5 | Property Parcels | 1 |  | 5 | 1.355 | 0.26169 | Modelled Flow Data Used & Depth Available | 67.2922 | 13
795 | 834 | 14951 | 10008328 | 196972 | DSSP2 | Sylvia Park Rising Main 2 | Rising | Pipe | Buried | OP | AC | None | 1984-06-30 |  |  | dwg | EI | Transmission | Legacy | 2 |  |  | 4 | 375 | [5 empty] | 77470 | NA |  | 447.68 |  | WSL |  | Waikato,Te Kawerau a Maki,Ngāti Whātua,Ngāti Maru,Ngāti Whātua o Ōrākei,Ngāti Tamaoho,Ngāti Tamaterā,Ngāti Pāoa,Ngāi Tai ki Tāmaki,Ngāti Hako,Te Ākitai Waiohua | 4 | 4 | 4 | 2024 | External Source/s | no | 5 | 3 | 2 |  | 3.728 | 4 | 1 | 4 | 5 | Property Parcels, NZTA | 1 |  | 1.5 | 1.94 | 0.2 | Diameter Used For Flow Approximation & Depth Available | 447.6827 | 21
2785 | 3030 | 17604 | 10071859 | 193722 | DSB4D | Branch 4A Diversion | Rising | Pipe | Buried | OP | CLS | None | 2003-03-09 | 2.62 | 5.35 | dwg | OM | Transmission | T0000018 | 2 |  |  | 4 | 310 | [5 empty] | 74445 | NA |  | 350.32 |  | WSL |  | Te Kawerau a Maki,Ngāti Whātua,Ngāti Maru,Ngāti Whātua o Ōrākei,Ngāti Tamaoho,Te Patukirikiri,Ngāti Tamaterā,Ngāti Pāoa,Ngāi Tai ki Tāmaki,Ngāti Hako,Te Ākitai Waiohua | 1.76 | 2 |  |  |  | no | 5 | 1 | 1 | CCTV NOT Available or Over 30 Years Old & Soil Type Available | 3.728 | 4 | 1 | 4 | 5 | NZTA | 1 | Place Of Historic Heritage - Auckland Domain/Pukekaroa/Pukekawa Hill Pa site R11_105, including pits, terraces, midden, house sites, structures, memorials, water supply site, ponds, roads, g | 1.5 | 1.94 | 0.2 | Diameter Used For Flow Approximation & Depth Available | 350.3163 | 13
1250 | 1335 | 17731 | 10005640 | 194983 | DSGLD | Glendowie Branch | Rising | Pipe | Buried | OP | CONC | None | 1966-06-30 |  |  | dwg | EI | Transmission | Legacy | 2 |  |  | 4 | 318 | [5 empty] | 75069 | NA |  | 73.72 |  | WSL |  | Waikato,Te Kawerau a Maki,Ngāti Whātua,Ngāti Maru,Ngāti Whātua o Ōrākei,Ngāti Tamaoho,Te Patukirikiri,Ngāti Whanaunga,Ngāti Tamaterā,Ngāti Pāoa,Ngāi Tai ki Tāmaki,Ngāti Hako,Te Ākitai Waiohua | 2.46 | 2 |  |  |  | no | 5 | 1 | 2 | CCTV NOT Available or Over 30 Years Old & Soil Type Available | 3.728 | 4 | 1 | 4 | 5 | Property Parcels, Building Outlines, Schools & Hospitals | 1 |  | 1.5 | 1.94 | 0.2 | Diameter Used For Flow Approximation & Depth Available | 73.7192 | 13
1863 | 2038 | 17797 | 10008312 | 196821 | DSSP1 | Sylvia Park Rising Main 1 | Rising | Pipe | In Pipe | OP | CLS | None | 1956-06-30 |  |  | dwg | EI | Transmission | Legacy | 2 |  |  | 4 | 390 | [5 empty] | 77454 | NA |  | 27.36 |  | WSL |  | Waikato,Te Kawerau a Maki,Ngāti Whātua,Ngāti Maru,Ngāti Whātua o Ōrākei,Ngāti Tamaoho,Ngāti Whanaunga,Ngāti Tamaterā,Ngāti Pāoa,Ngāi Tai ki Tāmaki,Ngāti Hako,Te Ākitai Waiohua | 5 | 5 | 5 | 2024 | External Source/s | no | 5 | 1 | 5 |  | 3.728 | 4 | 1 | 4 | 5 | Property Parcels, KiwiRail | 1 |  | 1.5 | 1.94 | 0.2 | Diameter Used For Flow Approximation & Depth Available | 27.3585 | 24 | Confirm scope of existing project
1252 | 1339 | 17735 | 10005644 | 194984 | DSGLD | Glendowie Branch | Rising | Pipe | Buried | OP | CONC | None | 1966-06-30 |  |  | dwg | EI | Transmission | Legacy | 2 |  |  | 4 | 318 | [5 empty] | 75073 | NA |  | 21.45 |  | WSL |  | Waikato,Te Kawerau a Maki,Ngāti Whātua,Ngāti Maru,Ngāti Whātua o Ōrākei,Ngāti Tamaoho,Te Patukirikiri,Ngāti Whanaunga,Ngāti Tamaterā,Ngāti Pāoa,Ngāi Tai ki Tāmaki,Ngāti Hako,Te Ākitai Waiohua | 2.46 | 2 |  |  |  | no | 5 | 1 | 2 | CCTV NOT Available or Over 30 Years Old & Soil Type Available | 3.728 | 4 | 1 | 4 | 5 | Schools & Hospitals | 1 |  | 1.5 | 1.94 | 0.2 | Diameter Used For Flow Approximation & Depth Available | 21.4464 | 13
982 | 1038 | 16448 | 10007570 | 196259 | DSPKN | Pakuranga North Branch | Rising | Pipe | Buried | OP | AC | None | 1969-06-30 | -2.62 | 16.96 | dwg | HI | Transmission | Legacy | 2 |  |  | 4 | 250 | [5 empty] | 76941 | NA |  | 1329.56 |  | WSL |  | Waikato,Ngāti Maru,Ngāti Tamaoho,Te Patukirikiri,Ngāti Whanaunga,Ngāti Tamaterā,Ngāti Pāoa,Ngāi Tai ki Tāmaki,Ngāti Hako,Te Ākitai Waiohua | 3.12 | 3 |  |  |  | no | 1 | 1 | 4 | CCTV NOT Available or Over 30 Years Old & Soil Type Available | 3.728 | 4 | 1 | 4 | 5 | Property Parcels, Schools & Hospitals | 1 |  | 1.5 | 1.94 | 0.2 | Diameter Used For Flow Approximation & Depth Available | 1329.5574 | 17
2543 | 2765 | 16976 | 10009145 | 197646 | DSWEY | Weymouth Branch | Rising | Pipe | Buried | OP | AC | None | 1969-06-30 |  | 17.64 | dwg | SI | Transmission | Legacy | 2 |  |  | 4 | 250 | [5 empty] | 78221 | NA |  | 776.55 |  | WSL |  | Waikato,Ngāti Maru,Ngāti Tamaoho,Ngāti Tamaterā,Ngāi Tai ki Tāmaki,Ngāti Hako,Te Ākitai Waiohua | 2.96 | 3 | 2 | 1998 | te puna wai | no | 1 | 1 | 4 | CCTV Available (20-30 Years Old) & Soil Type Available | 3.728 | 4 | 1 | 4 | 5 | Property Parcels, Building Outlines, Schools & Hospitals | 1 |  | 1.5 | 1.94 | 0.2 | Diameter Used For Flow Approximation & Depth Available | 776.5469 | 17
2505 | 2723 | 40472 | 10006598 | 195381 | DSMSE | Mangere South East Branch | Rising | Pipe | Buried | OP | CONC | None | 2009-05-05 |  | 21.25 | dwg | EI | Transmission | DC09028 | 2 |  |  | 4 | 390 | [5 empty] | 75916 | NA |  | 661.7 |  | WSL |  | Waikato,Te Kawerau a Maki,Ngāti Maru,Ngāti Whātua o Ōrākei,Ngāti Tamaoho,Ngāti Tamaterā,Ngāi Tai ki Tāmaki,Ngāti Hako,Te Ākitai Waiohua | 1.21 | 1 |  |  |  | no | 1 | 3 | 1 | CCTV NOT Available or Over 30 Years Old & Soil Type Available | 3.728 | 4 | 1 | 4 | 5 | Schools & Hospitals | 1 |  | 1.5 | 1.94 | 0.2 | Diameter Used For Flow Approximation & Depth Available | 661.7008 | 7
3698 | 3973 | 910555 | 10087865 | 195279 | DSGNH | Greenhithe Branch Sewer TS22 | Rising | Pipe | Buried | OP | CLS | None | 1991-01-01 |  |  | appr | NI | Transmission | Legacy | 2 |  |  | 4 | 315 |  |  |  |  | CONS | 64793 | NA |  | 533.57 |  | WSL |  | Te Kawerau a Maki,Ngāti Whātua,Ngāti Maru,Ngāti Whātua o Kaipara,Ngāti Whātua o Ōrākei,Ngāti Tamaoho,Ngāti Manuhiri,Ngāti Whanaunga,Ngāti Tamaterā,Ngāti Pāoa,Ngāi Tai ki Tāmaki,Ngāti Hako,Te Ākitai Waiohua | 1.71 | 2 |  |  |  | no | 1 | 1 | 2 | CCTV NOT Available or Over 30 Years Old & Soil Type Available | 3.728 | 4 | 1 | 4 | 5 | Property Parcels, NZTA | 1 |  | 1.5 | 1.94 | 0.2 | Diameter Used For Flow Approximation & Depth Available | 533.5674 | 13
704 | 737 | 15006 | 10005638 | 194829 | DSGLD | Glendowie Branch | Rising | Pipe | Buried | OP | CONC | None | 1966-06-30 |  | 24.87 | dwg | EI | Transmission | Legacy | 2 |  |  | 4 | 318 | [5 empty] | 75067 | NA |  | 203.74 |  | WSL |  | Waikato,Te Kawerau a Maki,Ngāti Whātua,Ngāti Maru,Ngāti Whātua o Ōrākei,Ngāti Tamaoho,Te Patukirikiri,Ngāti Whanaunga,Ngāti Tamaterā,Ngāti Pāoa,Ngāi Tai ki Tāmaki,Ngāti Hako,Te Ākitai Waiohua | 2 | 2 | 2 | 1998 | te puna wai | no | 1 | 1 | 2 | CCTV Available (20-30 Years Old) & Soil Type Available | 3.728 | 4 | 1 | 4 | 5 | Property Parcels, Schools & Hospitals | 1 |  | 1.5 | 1.94 | 0.2 | Diameter Used For Flow Approximation & Depth Available | 203.7364 | 13
2784 | 3029 | 302862 | 10071860 | 193868 | DSB4D | Branch 4A Diversion | Rising | Pipe | Buried | OP | PE | PE | 2012-02-29 | 1.76 | 2.63 | 0.1s | OM | Transmission | T0000018 | 2 |  |  | 4 | 355 | [5 empty] | 74443 | NA |  | 198 |  | WSL |  | Te Kawerau a Maki,Ngāti Whātua,Ngāti Maru,Ngāti Whātua o Ōrākei,Ngāti Tamaoho,Te Patukirikiri,Ngāti Tamaterā,Ngāti Pāoa,Ngāi Tai ki Tāmaki,Ngāti Hako,Te Ākitai Waiohua | 1 | 1 |  |  |  | no | 1 | 1 | 1 | CCTV NOT Available or Over 30 Years Old & Soil Type Available | 3.728 | 4 | 1 | 4 | 5 | NZTA, Public Park & Sports Area | 1 | Place Of Historic Heritage - Princes Street Historic Heritage Area | 1.5 | 1.94 | 0.2 | Diameter Used For Flow Approximation & Depth Available | 198.0009 | 7
4384 | 4679 | 2689512 | 10100963 | 196629 | DSPPE | Papatoetoe North East Branch | Rising | Pipe | Encased | OP | PE | None | 2016-09-30 | 4.99 | 10.34 | dwg | SI | Transmission | T0001052 | 2 |  |  | 4 | 315 | [5 empty] | 77051 | NA |  | 76.47 |  | WSL |  | Waikato,Te Kawerau a Maki,Ngāti Maru,Ngāti Whātua o Ōrākei,Ngāti Tamaoho,Ngāti Tamaterā,Ngāi Tai ki Tāmaki,Ngāti Hako,Te Ākitai Waiohua | 1.21 | 1 |  |  |  | no | 1 | 3 | 1 | CCTV NOT Available or Over 30 Years Old & Soil Type Available | 3.728 | 4 | 1 | 4 | 5 | Property Parcels, KiwiRail, Schools & Hospitals | 1 |  | 1.5 | 1.94 | 0.2 | Diameter Used For Flow Approximation & Depth Available | 76.4653 | 7
2658 | 2885 | 14814 | 10007393 | 196333 | DSOTN | Otahuhu North Branch | Rising | Pipe | Buried | OP | PE | None | 1965-06-30 | 0 | 5.68 | dwg | EI | Transmission | Legacy | 2 |  |  | 4 | 110 | [5 empty] | 76550 | NA |  | 62.4 |  | WSL |  | Waikato,Te Kawerau a Maki,Ngāti Maru,Ngāti Whātua o Ōrākei,Ngāti Tamaoho,Ngāti Whanaunga,Ngāti Tamaterā,Ngāti Pāoa,Ngāi Tai ki Tāmaki,Ngāti Hako,Te Ākitai Waiohua | 3 | 3 | 3 | 2000 | te puna wai | no | 1 | 3 | 2 | CCTV Available (20-30 Years Old) & Soil Type Available | 3.728 | 4 | 1 | 4 | 5 | Property Parcels, NZTA | 1 |  | 1.5 | 1.94 | 0.2 | Diameter Used For Flow Approximation & Depth Available | 62.3965 | 17
4335 | 4625 | 2642113 | 10095834 | 195387 | DSMSN | Massey North Branch | Rising | Pipe | Buried | OP | PE | None | 2014-07-07 | 17.05 | 18.08 | dwg | WI | Transmission | T0000828 | 2 |  |  | 4 | 355 | [5 empty] | 75950 | NA |  | 55.73 |  | WSL |  | Te Kawerau a Maki,Ngāti Whātua,Ngāti Maru,Ngāti Whātua o Kaipara,Ngāti Whātua o Ōrākei,Ngāti Tamaoho,Ngāti Manuhiri,Ngāti Tamaterā,Ngāti Hako,Te Ākitai Waiohua | 1.21 | 1 |  |  |  | no | 1 | 3 | 1 | CCTV NOT Available or Over 30 Years Old & Soil Type Available | 3.728 | 4 | 1 | 4 | 5 | NZTA | 1 |  | 1.5 | 1.94 | 0.2 | Diameter Used For Flow Approximation & Depth Available | 55.7277 | 7
1251 | 1337 | 17733 | 10005642 | 194830 | DSGLD | Glendowie Branch | Rising | Pipe | Buried | OP | CONC | None | 1966-06-30 |  |  | dwg | EI | Transmission | Legacy | 2 |  |  | 4 | 318 | [5 empty] | 75071 | NA |  | 32.17 |  | WSL |  | Waikato,Te Kawerau a Maki,Ngāti Whātua,Ngāti Maru,Ngāti Whātua o Ōrākei,Ngāti Tamaoho,Te Patukirikiri,Ngāti Whanaunga,Ngāti Tamaterā,Ngāti Pāoa,Ngāi Tai ki Tāmaki,Ngāti Hako,Te Ākitai Waiohua | 1.71 | 2 |  |  |  | no | 1 | 1 | 2 | CCTV NOT Available or Over 30 Years Old & Soil Type Available | 3.728 | 4 | 1 | 4 | 5 | Property Parcels, Schools & Hospitals | 1 |  | 1.5 | 1.94 | 0.2 | Diameter Used For Flow Approximation & Depth Available | 32.168 | 13
1681 | 1832 | 17782 | 10099193 | 193153 | DPMID | PS 29 Middlemore | Rising | Pipe | Buried | OP | PE | None | 1960-06-30 |  |  | dwg | SI | Transmission | Legacy | 2 |  |  | 4 | 315 | [5 empty] | 71299 | NA |  | 9.47 |  | WSL |  | Waikato,Te Kawerau a Maki,Ngāti Maru,Ngāti Whātua o Ōrākei,Ngāti Tamaoho,Ngāti Tamaterā,Ngāi Tai ki Tāmaki,Ngāti Hako,Te Ākitai Waiohua | 1.92 | 2 |  |  |  | no | 1 | 3 | 2 | CCTV NOT Available or Over 30 Years Old & Soil Type Available | 3.728 | 4 | 1 | 4 | 5 | Property Parcels, Schools & Hospitals | 1 |  | 1.5 | 1.94 | 0.2 | Diameter Used For Flow Approximation & Depth Available | 9.4673 | 13
1625 | 1771 | 17785 | 10001382 | 193146 | DPMID | PS 29 Middlemore | Rising | Pipe | Buried | OP | MS | CIP | 2003-12-11 |  |  | dwg | SI | Transmission | Legacy | 2 |  |  | 4 | 310 | [5 empty] | 71296 | NA |  | 3.97 |  | WSL |  | Waikato,Te Kawerau a Maki,Ngāti Maru,Ngāti Whātua o Ōrākei,Ngāti Tamaoho,Ngāti Tamaterā,Ngāi Tai ki Tāmaki,Ngāti Hako,Te Ākitai Waiohua | 1.21 | 1 |  |  |  | no | 1 | 3 | 1 | CCTV NOT Available or Over 30 Years Old & Soil Type Available | 3.728 | 4 | 1 | 4 | 5 | Property Parcels, Building Outlines, Schools & Hospitals | 1 |  | 1.5 | 1.94 | 0.2 | Diameter Used For Flow Approximation & Depth Available | 3.9731 | 7
4371 | 4664 | 2688869 | 10100952 | 194629 | DSGLD | Glendowie Branch | Rising | Pipe | Buried | OP | CONC | None | 2017-02-20 |  |  | dwg | EI | Transmission | T0001046 | 2 |  |  | 4 | 318 | [5 empty] | 75070 | NA |  | 1.52 |  | WSL |  | Waikato,Te Kawerau a Maki,Ngāti Whātua,Ngāti Maru,Ngāti Whātua o Ōrākei,Ngāti Tamaoho,Te Patukirikiri,Ngāti Whanaunga,Ngāti Tamaterā,Ngāti Pāoa,Ngāi Tai ki Tāmaki,Ngāti Hako,Te Ākitai Waiohua | 1 | 1 |  |  |  | no | 1 | 1 | 1 | CCTV NOT Available or Over 30 Years Old & Soil Type Available | 3.728 | 4 | 1 | 4 | 5 | Property Parcels, Schools & Hospitals | 1 |  | 1.5 | 1.94 | 0.2 | Diameter Used For Flow Approximation & Depth Available | 1.5248 | 7
1685 | 1836 | 17784 | 10001385 | 193154 | DPMID | PS 29 Middlemore | Rising | Pipe | In Chamber | OP | CLS | None | 1960-06-30 |  |  | dwg | SI | Transmission | Legacy | 2 |  |  | 4 | 310 | [5 empty] | 71298 | NA |  | 1.48 |  | WSL |  | Waikato,Te Kawerau a Maki,Ngāti Maru,Ngāti Whātua o Ōrākei,Ngāti Tamaoho,Ngāti Tamaterā,Ngāi Tai ki Tāmaki,Ngāti Hako,Te Ākitai Waiohua | 4.03 | 4 |  |  |  | no | 1 | 3 | 5 | CCTV NOT Available or Over 30 Years Old & Soil Type Available | 3.728 | 4 | 1 | 4 | 5 | Property Parcels, Schools & Hospitals | 1 |  | 1.5 | 1.94 | 0.2 | Diameter Used For Flow Approximation & Depth Available | 1.479 | 21
4372 | 4665 | 2688874 | 10100951 | 194832 | DSGLD | Glendowie Branch | Rising | Pipe | Buried | OP | CONC | None | 2017-02-20 |  |  | dwg | EI | Transmission | T0001046 | 2 |  |  | 4 | 318 | [5 empty] | 75072 | NA |  | 0.6 |  | WSL |  | Waikato,Te Kawerau a Maki,Ngāti Whātua,Ngāti Maru,Ngāti Whātua o Ōrākei,Ngāti Tamaoho,Te Patukirikiri,Ngāti Whanaunga,Ngāti Tamaterā,Ngāti Pāoa,Ngāi Tai ki Tāmaki,Ngāti Hako,Te Ākitai Waiohua | 1 | 1 |  |  |  | no | 1 | 1 | 1 | CCTV NOT Available or Over 30 Years Old & Soil Type Available | 3.728 | 4 | 1 | 4 | 5 | Schools & Hospitals | 1 |  | 1.5 | 1.94 | 0.2 | Diameter Used For Flow Approximation & Depth Available | 0.60068 | 7
2461 | 2678 | 17251 | 10005366 | 194706 | DSEDR | Edendale Relief Branch | Gravity | Pipe | Buried | OP | CONC | None | 1988-06-30 |  | 24.8 | dwg | OM | Transmission | Legacy | 2 |  |  | 4 | 600 | [5 empty] | 74792 | NA |  | 42.3 |  | WSL |  | Waikato,Te Kawerau a Maki,Ngāti Whātua,Ngāti Maru,Ngāti Whātua o Ōrākei,Ngāti Tamaoho,Ngāti Tamaterā,Ngāi Tai ki Tāmaki,Ngāti Hako,Te Ākitai Waiohua | 2 | 2 | 2 | 2015 | CCTV Footage Review Log South_Latest.xls | no | 5 | 1 | 1 | CCTV Available (0-10 Years Old) & Soil Type Available | 3.725 | 4 | 3 | 3 | 5 | Property Parcels, Schools & Hospitals | 1 | Significant Ecological Area - SEA_T_6020 | 1.5 | 1.875 | 0.6 | Diameter Used For Flow Approximation & Depth Available | 42.2974 | 13
1696 | 1849 | 16769 | 10009191 | 197657 | DSWHE | Whenuapai Branch | Gravity | Pipe | In Tunnel | OP | CONC | None | 1973-06-30 |  |  | dwg | WI | Transmission | Legacy | 2 |  |  | 4 | 600 | [5 empty] | 78284 | NA |  | 1012.88 |  | WSL |  | Te Kawerau a Maki,Ngāti Whātua,Ngāti Maru,Ngāti Whātua o Kaipara,Ngāti Whātua o Ōrākei,Ngāti Tamaoho,Ngāti Manuhiri,Ngāti Tamaterā,Ngāti Hako,Te Ākitai Waiohua | 2 | 2 | 2 | 2017 | CCTV Footage Review Log South_Latest.xls | no | 1 | 3 | 2 | CCTV Available (0-10 Years Old) & Soil Type Available | 3.725 | 4 | 3 | 3 | 5 | Property Parcels, Building Outlines, Schools & Hospitals | 1 | Significant Ecological Area - SEA_T_2010 | 1.5 | 1.875 | 0.6 | Diameter Used For Flow Approximation & Depth Available | 1012.883 | 13
3087 | 3348 | 913609 | 10090088 | 194305 | DSECB | East Coast Bays Branch Sewer TS7 | Gravity | Pipe | Buried | OP | CONC | None | 1963-01-01 |  |  | dwg | NI | Transmission | Legacy | 2 |  |  | 4 | 724 | [5 empty] | 64502 | NA |  | 72.16 |  | WSL |  | Te Kawerau a Maki,Ngāti Whātua,Ngāti Maru,Ngāti Whātua o Kaipara,Ngāti Whātua o Ōrākei,Ngāti Tamaoho,Ngāti Manuhiri,Te Patukirikiri,Ngāti Whanaunga,Ngāti Tamaterā,Ngāti Pāoa,Ngāi Tai ki Tāmaki,Ngāti Hako,Te Ākitai Waiohua | 4 | 4 | 4 | 2016 | te puna wai | no | 1 | 1 | 3 | CCTV Available (0-10 Years Old) & Soil Type Available | 3.725 | 4 | 3 | 3 | 5 | NZTA | 1 |  | 1.5 | 1.875 | 0.6 | Diameter Used For Flow Approximation & Depth Available | 72.1639 | 21
4010 | 4288 | 933727 | 10090085 | 194431 | DSECB | East Coast Bays Branch Sewer TS7 | Gravity | Pipe | Buried | OP | CONC | None | 1963-01-01 |  |  | dwg | NI | Transmission | Legacy | 2 |  |  | 4 | 724 | [5 empty] | 64511 | NA |  | 35.75 |  | WSL |  | Te Kawerau a Maki,Ngāti Whātua,Ngāti Maru,Ngāti Whātua o Kaipara,Ngāti Whātua o Ōrākei,Ngāti Tamaoho,Ngāti Manuhiri,Te Patukirikiri,Ngāti Whanaunga,Ngāti Tamaterā,Ngāti Pāoa,Ngāi Tai ki Tāmaki,Ngāti Hako,Te Ākitai Waiohua | 4 | 4 | 4 | 2016 | te puna wai | no | 1 | 3 | 3 | CCTV Available (0-10 Years Old) & Soil Type Available | 3.725 | 4 | 3 | 3 | 5 | NZTA | 1 |  | 1.5 | 1.875 | 0.6 | Diameter Used For Flow Approximation & Depth Available | 35.7511 | 21
71 | 77 | 15967 | 10008414 | 196988 | DSSWI | Southwestern Interceptor | Gravity | Pipe | Buried | OP | CONC | None | 1981-06-30 | 8.21 | 8.12 | dwg | SW | Transmission | Legacy | 1 |  |  | 4 | 2550 | [5 empty] | 77562 | NA |  | 156.52 |  | WSL |  | Waikato,Te Kawerau a Maki,Ngāti Maru,Ngāti Tamaoho,Ngāti Tamaterā,Ngāi Tai ki Tāmaki,Ngāti Hako,Te Ākitai Waiohua | 2 | 2 | 2 | 2016 | te puna wai | no | 1 | 1 | 2 | CCTV Available (0-10 Years Old) & Soil Type Available | 3.7242 | 4 | 5 | 5 | 2.5 | Property Parcels | 1 |  | 5 | 1.355 | 0.25719 | Modelled Flow Data Used & Depth Available | 156.5218 | 13
392 | 410 | 15080 | 10005445 | 194721 | DSEIN | Eastern Interceptor | Gravity | Pipe | Tunnelled | OP | CONC | None | 1964-06-30 | 13.01 | 12.64 | dwg | EI | Transmission | Legacy | 1 |  |  | 4 | 2100 | [5 empty] | 74899 | NA |  | 347.79 |  | WSL |  | Waikato,Te Kawerau a Maki,Ngāti Whātua,Ngāti Maru,Ngāti Whātua o Ōrākei,Ngāti Tamaoho,Te Patukirikiri,Ngāti Whanaunga,Ngāti Tamaterā,Ngāti Pāoa,Ngāi Tai ki Tāmaki,Ngāti Hako,Te Ākitai Waiohua | 2 | 2 | 2 | 2010 | CCTV Footage Review Log South_Latest.xls | no | 1 | 3 | 2 | CCTV Available (10-20 Years Old) & Soil Type Available | 3.7241 | 4 | 5 | 5 | 1 |  | 1 |  | 5 | 0.895 | 0.47005 | Modelled Flow Data Used & Depth Available | 347.7921 | 13
926 | 976 | 16508 | 10008770 | 197497 | DSTID | Titirangi Diversion Taylor Street | Gravity | Pipe | Buried | OP | CONC | None | 1989-06-30 | 1.21 | 0.72 | dwg | WI | Transmission | Legacy | 2 |  |  | 4 | 1050 | [5 empty] | 77926 | NA |  | 150.18 |  | WSL |  | Waikato,Te Kawerau a Maki,Ngāti Whātua,Ngāti Maru,Ngāti Whātua o Ōrākei,Ngāti Tamaoho,Ngāti Tamaterā,Ngāi Tai ki Tāmaki,Ngāti Hako,Te Ākitai Waiohua | 1.15 | 1 | 1 | 2011 | te puna wai | no | 1 | 3 | 1 | CCTV Available (10-20 Years Old) & Soil Type Available | 3.7204 | 4 | 4 | 4 | 2.5 | Property Parcels, Building Outlines | 4 | Significant Ecological Area - SEA_T_6011, NZ River Lines | 5 | 1.575 | 0.16926 | Modelled Flow Data Used & Depth Available | 150.1766 | 7
756 | 794 | 15663 | 10005246 | 194689 | DSEDB | Edendale Branch | Gravity | Pipe | Buried | OP | CONC | None | 1914-06-30 | 27.19 | 26.62 | dwg | OM | Transmission | Legacy | 2 |  |  | 4 | 2550 | [5 empty] | 74710 | NA |  | 130.35 |  | WSL |  | Waikato,Te Kawerau a Maki,Ngāti Whātua,Ngāti Maru,Ngāti Whātua o Ōrākei,Ngāti Tamaoho,Ngāti Tamaterā,Ngāi Tai ki Tāmaki,Ngāti Hako,Te Ākitai Waiohua | 3.47 | 3 | 3 | 2017 | CCTV Footage Review Log South_Latest.xls | no | 1 | 1 | 5 | CCTV Available (0-10 Years Old) & Soil Type Available | 3.7192 | 4 | 2 | 5 | 3.5 | Property Parcels, Building Outlines | 1 | Aquifer - Western Springs Volcanic Aquifer | 5 | 1.665 | 0.02838 | Modelled Flow Data Used & Depth Available | 130.3532 | 17
226 | 238 | 16965 | 10008365 | 196978 | DSSWI | Southwestern Interceptor | Gravity | Pipe | Tunnelled | OP | CONC | None | 1977-06-30 | 2.58 | 2.41 | dwg | SW | Transmission | Legacy | 1 |  |  | 4 | 2550 | [5 empty] | 77520 | NA |  | 341.33 |  | WSL |  | Waikato,Te Kawerau a Maki,Ngāti Maru,Ngāti Whātua o Ōrākei,Ngāti Tamaoho,Ngāti Tamaterā,Ngāi Tai ki Tāmaki,Ngāti Hako,Te Ākitai Waiohua | 1.92 | 2 |  |  |  | no | 1 | 3 | 2 | CCTV NOT Available or Over 30 Years Old & Soil Type Available | 3.7165 | 4 | 5 | 5 | 2.5 | Property Parcels | 1 |  | 5 | 1.355 | 0.25267 | Modelled Flow Data Used & Depth Available | 341.3284 | 13
4394 | 4690 | 2692582 | 10100739 | 194108 | DSB9D | Branch 9 Diversion | Gravity | Pipe | Buried | OP | CONC | None | 2016-07-10 | 37.18 | 37.02 | dwg | WI | Transmission | T0001026 | 2 |  |  | 4 | 675 | [5 empty] | 74553 | NA |  | 69.84 |  | WSL |  | Waikato,Te Kawerau a Maki,Ngāti Whātua,Ngāti Maru,Ngāti Whātua o Ōrākei,Ngāti Tamaoho,Ngāti Tamaterā,Ngāi Tai ki Tāmaki,Ngāti Hako,Te Ākitai Waiohua | 1.76 | 2 |  |  |  | no | 5 | 1 | 1 | CCTV NOT Available or Over 30 Years Old & Soil Type Available | 3.716 | 4 | 3 | 3 | 5 | Schools & Hospitals | 1 | Significant Ecological Area - SEA_T_6097, Aquifer - Auckland Isthmus Volcanic Aquifer | 1 | 1.86 | 0.6 | Diameter Used For Flow Approximation & Depth Available | 69.8406 | 13
4624 | 734745 | 5635238 | 0 | 82627869 | DSNCR | Northcote Relief Sewer | Gravity | Pipe | Buried | OP | PE | None | 2019-11-25 | 20.87 | 19.02 | 0.1s | NI | Transmission | 2012549 | 2 | 20.87 |  |  | 630 | ASBUILT | ASBUILT | ASBUILT | ASBUILT | CONS | 82604775 |  |  | 51.75 | ASBUILT | WSL |  | Te Kawerau a Maki,Ngāti Whātua,Ngāti Maru,Ngāti Whātua o Ōrākei,Ngāti Tamaoho,Ngāti Manuhiri,Te Patukirikiri,Ngāti Whanaunga,Ngāti Tamaterā,Ngāti Pāoa,Ngāi Tai ki Tāmaki,Ngāti Hako,Te Ākitai Waiohua | 1.21 | 1 |  |  |  | no | 1 | 3 | 1 | CCTV NOT Available or Over 30 Years Old & Soil Type Available | 3.716 | 4 | 3 | 3 | 5 | Schools & Hospitals | 1 |  | 1 | 1.86 | 0.6 | Diameter Used For Flow Approximation & Depth Available | 51.7541 | 7
2459 | 2676 | 15727 | 10005244 | 194842 | DSEDB | Edendale Branch | Gravity | Pipe | Tunnelled | OP | CONC | None | 1914-06-30 | 26.42 | 25.99 | dwg | OM | Transmission | Legacy | 2 |  |  | 4 | 2550 | [5 empty] | 74708 | NA |  | 99.22 |  | WSL |  | Waikato,Te Kawerau a Maki,Ngāti Whātua,Ngāti Maru,Ngāti Whātua o Ōrākei,Ngāti Tamaoho,Ngāti Tamaterā,Ngāi Tai ki Tāmaki,Ngāti Hako,Te Ākitai Waiohua | 3.47 | 3 | 3 | 2017 | CCTV Footage Review Log South_Latest.xls | no | 1 | 1 | 5 | CCTV Available (0-10 Years Old) & Soil Type Available | 3.715 | 4 | 2 | 5 | 3.5 | Property Parcels, Building Outlines | 1 | Aquifer - Western Springs Volcanic Aquifer | 5 | 1.665 | 0.032534 | Modelled Flow Data Used & Depth Available | 99.2226 | 17
137 | 143 | 16120 | 10008111 | 197045 | DSSIN | Southern Interceptor | Gravity | Pipe | Buried | OP | CONC | None | 1965-06-30 | 0.6 | 0.36 | dwg | SI | Transmission | Legacy | 1 |  |  | 4 | 900 | [5 empty] | 77333 | NA |  | 146.83 |  | WSL |  | Waikato,Ngāti Maru,Ngāti Tamaoho,Ngāti Whanaunga,Ngāti Tamaterā,Ngāti Pāoa,Ngāi Tai ki Tāmaki,Ngāti Hako,Te Ākitai Waiohua | 2 | 2 | 2 | 2019 | CCTV Footage Review Log South_Latest.xls | no | 1 | 3 | 2 | CCTV Available (0-10 Years Old) & Soil Type Available | 3.7148 | 4 | 4 | 4 | 3.5 | Property Parcels, Building Outlines | 1 |  | 5 | 1.6 | 0.10807 | Modelled Flow Data Used & Depth Available | 146.834 | 13
319 | 331 | 17208 | 10009344 | 197811 | DSWIN | Western Interceptor | Gravity | Pipe | Buried | OP | CONC | None | 1964-06-30 | 6.07 | 6.04 | dwg | WI | Transmission | Legacy | 1 |  |  | 4 | 1350 | [5 empty] | 78457 | NA |  | 29.4 |  | WSL |  | Te Kawerau a Maki,Ngāti Whātua,Ngāti Whātua o Ōrākei,Ngāti Tamaoho,Ngāti Tamaterā,Te Ākitai Waiohua | 3 | 3 | 3 | 2016 | te puna wai | no | 1 | 3 | 2 | CCTV Available (0-10 Years Old) & Soil Type Available | 3.7148 | 4 | 5 | 5 | 2.5 | Property Parcels | 1 |  | 5 | 1.355 | 0.25171 | Modelled Flow Data Used & Depth Available | 29.3999 | 17
514 | 537 | 17207 | 10009343 | 197371 | DSWIN | Western Interceptor | Gravity | Pipe | Bridged | OP | CLS | None | 1964-06-30 | 6.04 | 5.86 | dwg | WI | Transmission | Legacy | 1 |  |  | 4 | 1350 | [5 empty] | 78456 | NA |  | 184.64 |  | WSL |  | Te Kawerau a Maki,Ngāti Whātua,Ngāti Whātua o Ōrākei,Ngāti Tamaoho,Ngāti Tamaterā,Te Ākitai Waiohua | 3.82 | 4 |  |  |  | no | 1 | 1 | 5 | CCTV NOT Available or Over 30 Years Old & Soil Type Not Available | 3.7146 | 4 | 5 | 5 | 2.5 | Property Parcels | 1 | Ocean Intercept, Significant Ecological Area - SEA-M2-54 | 5 | 1.355 | 0.25158 | Modelled Flow Data Used & Depth Available | 184.6368 | 21
269 | 281 | 15790 | 10007995 | 197017 | DSSIN | Southern Interceptor | Gravity | Pipe | Buried | OP | CONC | None | 1965-06-30 | 0.94 | 0.6 | dwg | SI | Transmission | Legacy | 1 |  |  | 4 | 900 | [5 empty] | 77334 | NA |  | 224.01 |  | WSL |  | Waikato,Ngāti Maru,Ngāti Tamaoho,Ngāti Whanaunga,Ngāti Tamaterā,Ngāti Pāoa,Ngāi Tai ki Tāmaki,Ngāti Hako,Te Ākitai Waiohua | 1.92 | 2 |  |  |  | no | 1 | 3 | 2 | CCTV NOT Available or Over 30 Years Old & Soil Type Available | 3.7132 | 4 | 4 | 4 | 3.5 | Property Parcels, Building Outlines | 1 |  | 5 | 1.6 | 0.10527 | Modelled Flow Data Used & Depth Available | 224.0139 | 13
513 | 536 | 16559 | 10009345 | 197767 | DSWIN | Western Interceptor | Gravity | Pipe | Buried | OP | CONC | None | 1964-06-30 | 6.24 | 6.07 | dwg | WI | Transmission | Legacy | 1 |  |  | 4 | 1350 | [5 empty] | 78459 | NA |  | 149.1 |  | WSL |  | Te Kawerau a Maki,Ngāti Whātua,Ngāti Whātua o Ōrākei,Ngāti Tamaoho,Ngāti Tamaterā,Te Ākitai Waiohua | 3 | 3 | 3 | 2016 | te puna wai | no | 1 | 3 | 2 | CCTV Available (0-10 Years Old) & Soil Type Available | 3.7098 | 4 | 5 | 5 | 2.5 | Property Parcels, Building Outlines | 1 |  | 5 | 1.355 | 0.24877 | Modelled Flow Data Used & Depth Available | 149.1046 | 17
512 | 535 | 16560 | 10009346 | 197984 | DSWIN | Western Interceptor | Gravity | Pipe | Buried | OP | CONC | None | 1964-06-30 | 6.38 | 6.24 | dwg | WI | Transmission | Legacy | 1 |  |  | 4 | 1350 | [5 empty] | 78460 | NA |  | 127.08 |  | WSL |  | Te Kawerau a Maki,Ngāti Whātua,Ngāti Whātua o Ōrākei,Ngāti Tamaoho,Ngāti Tamaterā,Te Ākitai Waiohua | 2 | 2 | 2 | 2016 | te puna wai | no | 1 | 3 | 2 | CCTV Available (0-10 Years Old) & Soil Type Available | 3.7092 | 4 | 5 | 5 | 2.5 | Property Parcels | 1 |  | 5 | 1.355 | 0.24845 | Modelled Flow Data Used & Depth Available | 127.0822 | 13
4660 | 735617 | 5641750 | 0 | 82638800 | DSDRU | Drury Branch Sewer | Rising | Pipe | Buried | OP | PE | None | 2020-12-01 |  |  | 0.1s | SI | Transmission | 2013131 | 2 |  |  |  | 450 | ASBUILT | ASBUILT | ASBUILT | ASBUILT | CONS | 82593623 |  |  | 386 | ASBUILT | WSL |  | Waikato,Ngāti Maru,Ngāti Tamaoho,Ngāti Tamaterā,Ngāti Pāoa,Ngāi Tai ki Tāmaki,Ngāti Hako,Te Ākitai Waiohua | 1.21 | 1 |  |  |  | no | 1 | 3 | 1 | CCTV NOT Available or Over 30 Years Old & Soil Type Available | 3.7085 | 4 | 2 | 4 | 5 | Property Parcels, NZTA | 1 | Ocean Intercept, Significant Ecological Area - SEA_T_530b | 5 | 2.065 | 0.4 | Diameter Used For Flow Approximation & Depth Available | 386.9802 | 7
141 | 147 | 16191 | 10005948 | 194936 | DSHIN | Howick Interceptor | Gravity | Pipe | Buried | OP | CONC | None | 1964-06-30 | 8.23 | 8.09 | dwg | HI | Transmission | Legacy | 1 |  |  | 4 | 900 | [5 empty] | 75425 | NA |  | 103.49 |  | WSL |  | Waikato,Ngāti Maru,Ngāti Tamaoho,Ngāti Whanaunga,Ngāti Tamaterā,Ngāti Pāoa,Ngāi Tai ki Tāmaki,Ngāti Hako,Te Ākitai Waiohua | 2 | 2 | 2 | 2015 | CCTV Footage Review Log South_Latest.xls | no | 1 | 3 | 2 | CCTV Available (0-10 Years Old) & Soil Type Available | 3.7085 | 4 | 4 | 4 | 3.5 | Property Parcels, Building Outlines | 1 |  | 5 | 1.6 | 0.097485 | Modelled Flow Data Used & Depth Available | 103.4937 | 13
142 | 148 | 16192 | 10005947 | 195307 | DSHIN | Howick Interceptor | Gravity | Pipe | Buried | OP | CONC | None | 1964-06-30 | 8.09 | 7.94 | dwg | HI | Transmission | Legacy | 1 |  |  | 4 | 900 | [5 empty] | 75424 | NA |  | 117.43 |  | WSL |  | Waikato,Ngāti Maru,Ngāti Tamaoho,Ngāti Whanaunga,Ngāti Tamaterā,Ngāti Pāoa,Ngāi Tai ki Tāmaki,Ngāti Hako,Te Ākitai Waiohua | 2 | 2 | 2 | 2015 | CCTV Footage Review Log South_Latest.xls | no | 1 | 3 | 2 | CCTV Available (0-10 Years Old) & Soil Type Available | 3.7082 | 4 | 4 | 4 | 3.5 | Property Parcels, Building Outlines | 1 |  | 5 | 1.6 | 0.097038 | Modelled Flow Data Used & Depth Available | 117.4285 | 13
401 | 419 | 16562 | 10009348 | 197812 | DSWIN | Western Interceptor | Gravity | Pipe | Buried | OP | CONC | None | 1964-06-30 | 6.69 | 6.52 | dwg | WI | Transmission | Legacy | 1 |  |  | 4 | 1350 | [5 empty] | 78462 | NA |  | 157.08 |  | WSL |  | Te Kawerau a Maki,Ngāti Whātua,Ngāti Whātua o Ōrākei,Ngāti Tamaoho,Ngāti Tamaterā,Te Ākitai Waiohua | 3 | 3 | 3 | 2016 | te puna wai | no | 1 | 3 | 2 | CCTV Available (0-10 Years Old) & Soil Type Available | 3.7082 | 4 | 5 | 5 | 2.5 | Property Parcels, Building Outlines | 1 |  | 5 | 1.355 | 0.24787 | Modelled Flow Data Used & Depth Available | 157.0762 | 17
35 | 37 | 16145 | 10005946 | 194782 | DSHIN | Howick Interceptor | Gravity | Pipe | Buried | OP | CONC | None | 1964-06-30 | 7.94 | 7.8 | dwg | HI | Transmission | Legacy | 1 |  |  | 4 | 900 | [5 empty] | 75423 | NA |  | 111.36 |  | WSL |  | Waikato,Ngāti Maru,Ngāti Tamaoho,Ngāti Whanaunga,Ngāti Tamaterā,Ngāti Pāoa,Ngāi Tai ki Tāmaki,Ngāti Hako,Te Ākitai Waiohua | 2 | 2 | 2 | 2015 | CCTV Footage Review Log South_Latest.xls | no | 1 | 3 | 2 | CCTV Available (0-10 Years Old) & Soil Type Available | 3.708 | 4 | 4 | 4 | 3.5 | Property Parcels, Building Outlines | 1 |  | 5 | 1.6 | 0.096636 | Modelled Flow Data Used & Depth Available | 111.3569 | 13
894 | 944 | 16355 | 10005069 | 193704 | DSBBH | Bucklands Beach Branch | Gravity | Pipe | Bridged | OP | CONC | None | 1966-06-30 | 13.26 | 12.91 | dwg | HI | Transmission | Legacy | 2 |  |  | 4 | 600 | [5 empty] | 74588 | NA |  | 123.25 |  | WSL |  | Waikato,Ngāti Maru,Ngāti Tamaoho,Te Patukirikiri,Ngāti Whanaunga,Ngāti Tamaterā,Ngāti Pāoa,Ngāi Tai ki Tāmaki,Ngāti Hako,Te Ākitai Waiohua | 2 | 2 | 2 | 2018 | te puna wai | no | 1 | 1 | 2 | CCTV Available (0-10 Years Old) & Soil Type Not Available | 3.7077 | 4 | 2 | 5 | 3.5 | Property Parcels, Building Outlines | 1 |  | 5 | 1.665 | 0.039888 | Modelled Flow Data Used & Depth Available | 123.2543 | 13
249 | 261 | 16563 | 10009349 | 197768 | DSWIN | Western Interceptor | Gravity | Pipe | Buried | OP | CONC | None | 1964-06-30 | 6.81 | 6.69 | dwg | WI | Transmission | Legacy | 1 |  |  | 4 | 1350 | [5 empty] | 78463 | NA |  | 105.04 |  | WSL |  | Te Kawerau a Maki,Ngāti Whātua,Ngāti Whātua o Ōrākei,Ngāti Tamaoho,Ngāti Tamaterā,Te Ākitai Waiohua | 3 | 3 | 3 | 2016 | te puna wai | no | 1 | 3 | 2 | CCTV Available (0-10 Years Old) & Soil Type Available | 3.7077 | 4 | 5 | 5 | 2.5 | Property Parcels | 1 |  | 5 | 1.355 | 0.24757 | Modelled Flow Data Used & Depth Available | 105.0386 | 17
301 | 313 | 15327 | 10007060 | 196289 | DSORM | Orakei Main Sewer | Gravity | Pipe | Buried | OP | BRICK | None | 1911-06-30 | 3.17 | 2.91 | dwg | OM | Transmission | Legacy | 1 |  |  | 4 | 2300 | [5 empty] | 76258 | NA |  | 568.57 |  | WSL |  | Te Kawerau a Maki,Ngāti Whātua,Ngāti Maru,Ngāti Whātua o Ōrākei,Ngāti Tamaoho,Te Patukirikiri,Ngāti Tamaterā,Ngāti Pāoa,Ngāi Tai ki Tāmaki,Ngāti Hako,Te Ākitai Waiohua | 3.07 | 3 | 3 | 2014 | te puna wai | no | 1 | 1 | 4 | CCTV Available (0-10 Years Old) & Soil Type Available | 3.7059 | 4 | 5 | 5 | 2.5 | Building Outlines | 1 | Mana Whenua - Horotiu Stream | 5 | 1.355 | 0.2465 | Modelled Flow Data Used & Depth Available | 568.5714 | 17
507 | 530 | 16251 | 10008376 | 197155 | DSSWI | Southwestern Interceptor | Gravity | Pipe | Buried | OP | CONC | None | 1977-06-30 | 4.11 | 3.88 | dwg | SW | Transmission | Legacy | 1 |  |  | 4 | 2550 | [5 empty] | 77530 | NA |  | 442.13 |  | WSL |  | Waikato,Te Kawerau a Maki,Ngāti Maru,Ngāti Tamaoho,Ngāti Tamaterā,Ngāi Tai ki Tāmaki,Ngāti Hako,Te Ākitai Waiohua | 1.92 | 2 |  |  |  | no | 1 | 3 | 2 | CCTV NOT Available or Over 30 Years Old & Soil Type Available | 3.7 | 4 | 5 | 5 | 2.5 | Property Parcels | 1 |  | 5 | 1.355 | 0.24309 | Modelled Flow Data Used & Depth Available | 442.1268 | 13
508 | 531 | 16250 | 10008375 | 196832 | DSSWI | Southwestern Interceptor | Gravity | Pipe | Buried | OP | CONC | None | 1977-06-30 | 3.88 | 3.81 | dwg | SW | Transmission | Legacy | 1 |  |  | 4 | 2550 | [5 empty] | 77529 | NA |  | 152.71 |  | WSL |  | Waikato,Te Kawerau a Maki,Ngāti Maru,Ngāti Tamaoho,Ngāti Tamaterā,Ngāi Tai ki Tāmaki,Ngāti Hako,Te Ākitai Waiohua | 1.92 | 2 |  |  |  | no | 1 | 3 | 2 | CCTV NOT Available or Over 30 Years Old & Soil Type Available | 3.6998 | 4 | 5 | 5 | 2.5 | Property Parcels | 1 |  | 5 | 1.355 | 0.24298 | Modelled Flow Data Used & Depth Available | 152.705 | 13
153 | 159 | 16249 | 10008374 | 197554 | DSSWI | Southwestern Interceptor | Gravity | Pipe | Buried | OP | CONC | None | 1977-06-30 | 3.81 | 3.65 | dwg | SW | Transmission | Legacy | 1 |  |  | 4 | 2550 | [5 empty] | 77528 | NA |  | 306.11 |  | WSL |  | Waikato,Te Kawerau a Maki,Ngāti Maru,Ngāti Tamaoho,Ngāti Tamaterā,Ngāi Tai ki Tāmaki,Ngāti Hako,Te Ākitai Waiohua | 1.92 | 2 |  |  |  | no | 1 | 3 | 2 | CCTV NOT Available or Over 30 Years Old & Soil Type Available | 3.6996 | 4 | 5 | 5 | 2.5 | Property Parcels | 1 |  | 5 | 1.355 | 0.24285 | Modelled Flow Data Used & Depth Available | 306.1131 | 13
371 | 385 | 15782 | 10008102 | 196746 | DSSIN | Southern Interceptor | Gravity | Pipe | Buried | OP | CONC | None | 1965-06-30 | -1.54 | -1.69 | dwg | SI | Transmission | Legacy | 1 |  |  | 4 | 1050 | [5 empty] | 77324 | NA |  | 141.51 |  | WSL |  | Waikato,Ngāti Maru,Ngāti Tamaoho,Ngāti Whanaunga,Ngāti Tamaterā,Ngāti Pāoa,Ngāi Tai ki Tāmaki,Ngāti Hako,Te Ākitai Waiohua | 2.39 | 2 | 2 | 2019 | CCTV Footage Review Log South_Latest.xls | no | 5 | 3 | 2 | CCTV Available (0-10 Years Old) & Soil Type Available | 3.6966 | 4 | 4 | 4 | 2.5 | Property Parcels, Building Outlines | 4 | NZ River Lines | 5 | 1.575 | 0.13194 | Modelled Flow Data Used & Depth Available | 141.5125 | 13
208 | 220 | 17309 | 10008385 | 196983 | DSSWI | Southwestern Interceptor | Gravity | Pipe | Bridged | OP | CLS | None | 1997-06-30 | 5.09 | 4.87 | appr | SW | Transmission | Legacy | 1 |  |  | 4 | 1620 | [5 empty] | 77539 | NA |  | 322.85 |  | WSL |  | Waikato,Te Kawerau a Maki,Ngāti Maru,Ngāti Tamaoho,Ngāti Tamaterā,Ngāi Tai ki Tāmaki,Ngāti Hako,Te Ākitai Waiohua | 2 | 2 | 2 | 2016 | te puna wai | no | 1 | 1 | 2 | CCTV Available (0-10 Years Old) & Soil Type Not Available | 3.6944 | 4 | 5 | 5 | 2.5 | Property Parcels | 1 | Ocean Intercept, Significant Ecological Area - SEA-M2-27a | 5 | 1.355 | 0.23984 | Modelled Flow Data Used & Depth Available | 322.8472 | 13
209 | 221 | 17310 | 10008384 | 197157 | DSSWI | Southwestern Interceptor | Gravity | Pipe | Buried | OP | CONC | None | 1996-04-06 | 4.87 | 4.72 | dwg | SW | Transmission | Legacy | 1 |  |  | 4 | 1600 | [5 empty] | 77538 | NA |  | 258.83 |  | WSL |  | Waikato,Te Kawerau a Maki,Ngāti Maru,Ngāti Tamaoho,Ngāti Tamaterā,Ngāi Tai ki Tāmaki,Ngāti Hako,Te Ākitai Waiohua | 2 | 2 | 2 | 2016 | te puna wai | no | 1 | 3 | 1 | CCTV Available (0-10 Years Old) & Soil Type Available | 3.6942 | 4 | 5 | 5 | 2.5 | Property Parcels | 1 |  | 5 | 1.355 | 0.23968 | Modelled Flow Data Used & Depth Available | 258.8275 | 13
338 | 350 | 17311 | 10008383 | 196834 | DSSWI | Southwestern Interceptor | Gravity | Pipe | Buried | OP | CONC | None | 1996-04-06 | 4.72 | 4.68 | dwg | SW | Transmission | Legacy | 1 |  |  | 4 | 1600 | [5 empty] | 77537 | NA |  | 54.64 |  | WSL |  | Waikato,Te Kawerau a Maki,Ngāti Maru,Ngāti Tamaoho,Ngāti Tamaterā,Ngāi Tai ki Tāmaki,Ngāti Hako,Te Ākitai Waiohua | 2 | 2 | 2 | 2016 | te puna wai | no | 1 | 3 | 1 | CCTV Available (0-10 Years Old) & Soil Type Available | 3.6941 | 4 | 5 | 5 | 2.5 | Property Parcels | 1 |  | 5 | 1.355 | 0.23965 | Modelled Flow Data Used & Depth Available | 54.6428 | 13
339 | 351 | 17312 | 10008382 | 197556 | DSSWI | Southwestern Interceptor | Gravity | Pipe | Buried | OP | CLS | None | 1996-04-06 | 4.68 | 4.66 | appr | SW | Transmission | Legacy | 1 |  |  | 4 | 1620 | [5 empty] | 77536 | NA |  | 45.47 |  | WSL |  | Waikato,Te Kawerau a Maki,Ngāti Maru,Ngāti Tamaoho,Ngāti Tamaterā,Ngāi Tai ki Tāmaki,Ngāti Hako,Te Ākitai Waiohua | 3 | 3 | 3 | 2014 | te puna wai | no | 1 | 3 | 2 | CCTV Available (0-10 Years Old) & Soil Type Available | 3.694 | 4 | 5 | 5 | 2.5 | Property Parcels | 1 |  | 5 | 1.355 | 0.23962 | Modelled Flow Data Used & Depth Available | 45.474 | 17
503 | 526 | 17313 | 10008381 | 196982 | DSSWI | Southwestern Interceptor | Gravity | Pipe | Buried | OP | CONC | None | 1996-04-06 | 4.66 | 4.49 | appr | SW | Transmission | Legacy | 1 |  |  | 4 | 1600 | [5 empty] | 77535 | NA |  | 303.13 |  | WSL |  | Waikato,Te Kawerau a Maki,Ngāti Maru,Ngāti Tamaoho,Ngāti Tamaterā,Ngāi Tai ki Tāmaki,Ngāti Hako,Te Ākitai Waiohua | 2 | 2 | 2 | 2014 | te puna wai | no | 1 | 3 | 1 | CCTV Available (0-10 Years Old) & Soil Type Available | 3.6938 | 4 | 5 | 5 | 2.5 | Property Parcels | 1 |  | 5 | 1.355 | 0.23946 | Modelled Flow Data Used & Depth Available | 303.1332 | 13
504 | 527 | 17314 | 10008380 | 197156 | DSSWI | Southwestern Interceptor | Gravity | Pipe | Buried | OP | CONC | None | 1996-04-06 | 4.49 | 4.39 | appr | SW | Transmission | Legacy | 1 |  |  | 4 | 1600 | [5 empty] | 77534 | NA |  | 165.56 |  | WSL |  | Waikato,Te Kawerau a Maki,Ngāti Maru,Ngāti Tamaoho,Ngāti Tamaterā,Ngāi Tai ki Tāmaki,Ngāti Hako,Te Ākitai Waiohua | 2 | 2 | 2 | 2014 | te puna wai | no | 1 | 3 | 1 | CCTV Available (0-10 Years Old) & Soil Type Available | 3.6936 | 4 | 5 | 5 | 2.5 | Property Parcels | 1 |  | 5 | 1.355 | 0.23935 | Modelled Flow Data Used & Depth Available | 165.5646 | 13
340 | 352 | 17315 | 10008379 | 196833 | DSSWI | Southwestern Interceptor | Gravity | Pipe | Buried | OP | CONC | None | 1996-04-06 | 4.39 | 4.27 | dwg | SW | Transmission | Legacy | 1 |  |  | 4 | 1600 | [5 empty] | 77533 | NA |  | 174.65 |  | WSL |  | Waikato,Te Kawerau a Maki,Ngāti Maru,Ngāti Tamaoho,Ngāti Tamaterā,Ngāi Tai ki Tāmaki,Ngāti Hako,Te Ākitai Waiohua | 2 | 2 | 2 | 2014 | te puna wai | no | 1 | 3 | 1 | CCTV Available (0-10 Years Old) & Soil Type Available | 3.6933 | 4 | 5 | 5 | 2.5 | Property Parcels | 1 |  | 5 | 1.355 | 0.23918 | Modelled Flow Data Used & Depth Available | 174.6521 | 13
43 | 45 | 15819 | 10008239 | 196956 | DSSIN | Southern Interceptor | Rising | Pipe | Buried | OP | CLS | None | 1964-06-30 | -2.27 | 23.33 | dwg | SI | Transmission | Legacy | 1 |  |  | 4 | 686 | [5 empty] | 77393 | NA |  | 662.44 |  | WSL |  | Waikato,Ngāti Maru,Ngāti Tamaoho,Ngāti Whanaunga,Ngāti Tamaterā,Ngāti Pāoa,Ngāi Tai ki Tāmaki,Ngāti Hako,Te Ākitai Waiohua | 4.41 | 4 |  |  |  | no | 3 | 3 | 5 | CCTV NOT Available or Over 30 Years Old & Soil Type Available | 3.692 | 4 | 3 | 5 | 3.5 | Property Parcels, Building Outlines | 4 | Significant Ecological Area - SEA_T_172, NZ River Lines | 1.5 | 1.82 | 0.6 | Diameter Used For Flow Approximation & Depth Available | 662.4448 | 21
506 | 529 | 17011 | 10008377 | 196981 | DSSWI | Southwestern Interceptor | Gravity | Pipe | Buried | OP | CONC | None | 1977-06-30 | 4.23 | 4.11 | dwg | SW | Transmission | Legacy | 1 |  |  | 4 | 2550 | [5 empty] | 77531 | NA |  | 225.8 |  | WSL |  | Waikato,Te Kawerau a Maki,Ngāti Maru,Ngāti Tamaoho,Ngāti Tamaterā,Ngāi Tai ki Tāmaki,Ngāti Hako,Te Ākitai Waiohua | 2.67 | 3 |  |  |  | no | 5 | 3 | 2 | CCTV NOT Available or Over 30 Years Old & Soil Type Available | 3.6918 | 4 | 5 | 5 | 2.5 | Property Parcels | 1 |  | 5 | 1.355 | 0.23831 | Modelled Flow Data Used & Depth Available | 225.7989 | 17
64 | 70 | 33334 | 10009274 | 197750 | DSWIN | Western Interceptor | Gravity | Pipe | Buried | OP | CONC | None | 1964-06-30 | 7.25 | 7.13 | dwg | WI | Transmission | DC07047 | 1 |  |  | 4 | 1350 | [5 empty] | 78467 | NA |  | 34.1 |  | WSL |  | Te Kawerau a Maki,Ngāti Whātua,Ngāti Whātua o Ōrākei,Ngāti Tamaoho,Ngāti Tamaterā,Te Ākitai Waiohua | 3 | 3 | 3 | 2016 | te puna wai | no | 1 | 3 | 2 | CCTV Available (0-10 Years Old) & Soil Type Available | 3.6914 | 4 | 5 | 5 | 2.5 | Property Parcels | 1 |  | 5 | 1.355 | 0.23808 | Modelled Flow Data Used & Depth Available | 34.1042 | 17
502 | 525 | 17346 | 10008388 | 197158 | DSSWI | Southwestern Interceptor | Gravity | Pipe | Buried | OP | CONC | None | 1998-06-30 | 5.38 | 5.23 | dwg | SW | Transmission | Legacy | 1 |  |  | 4 | 1600 | [5 empty] | 77542 | NA |  | 274.91 |  | WSL |  | Waikato,Te Kawerau a Maki,Ngāti Maru,Ngāti Tamaoho,Ngāti Tamaterā,Ngāi Tai ki Tāmaki,Ngāti Hako,Te Ākitai Waiohua | 2 | 2 | 2 | 2016 | te puna wai | no | 1 | 3 | 1 | CCTV Available (0-10 Years Old) & Soil Type Available | 3.6902 | 4 | 5 | 5 | 2.5 | Property Parcels | 1 |  | 5 | 1.355 | 0.23739 | Modelled Flow Data Used & Depth Available | 274.9111 | 13
509 | 532 | 17345 | 10099277 | 197165 | DSSWI | Southwestern Interceptor | Gravity | Pipe | Buried | OP | CONC | None | 1998-06-30 | 5.23 | 5.19 | dwg | SW | Transmission | Legacy | 1 |  |  | 4 | 1600 | [5 empty] | 77541 | NA |  | 62.24 |  | WSL |  | Waikato,Te Kawerau a Maki,Ngāti Maru,Ngāti Tamaoho,Ngāti Tamaterā,Ngāi Tai ki Tāmaki,Ngāti Hako,Te Ākitai Waiohua | 1.21 | 1 |  |  |  | no | 1 | 3 | 1 | CCTV NOT Available or Over 30 Years Old & Soil Type Available | 3.6901 | 4 | 5 | 5 | 2.5 | Property Parcels | 1 |  | 5 | 1.355 | 0.23734 | Modelled Flow Data Used & Depth Available | 62.2379 | 7
510 | 533 | 17352 | 10008397 | 316166 | DSSWI | Southwestern Interceptor | Gravity | Pipe | Bridged | OP | CLS | None | 1998-06-30 | 6.23 | 6.2 | appr | SW | Transmission | Legacy | 1 |  |  | 4 | 1620 | [5 empty] | 77548 | NA |  | 53.16 |  | WSL |  | Waikato,Te Kawerau a Maki,Ngāti Maru,Ngāti Tamaoho,Ngāti Tamaterā,Ngāi Tai ki Tāmaki,Ngāti Hako,Te Ākitai Waiohua | 2 | 2 | 2 | 2014 | te puna wai | no | 1 | 1 | 2 | CCTV Available (0-10 Years Old) & Soil Type Not Available | 3.69 | 4 | 5 | 5 | 2.5 | Property Parcels | 1 | Ocean Intercept | 5 | 1.355 | 0.23727 | Modelled Flow Data Used & Depth Available | 53.1643 | 13
207 | 219 | 17308 | 10008386 | 197557 | DSSWI | Southwestern Interceptor | Gravity | Pipe | Buried | OP | CONC | None | 1998-06-30 | 5.17 | 5.1 | appr | SW | Transmission | Legacy | 1 |  |  | 4 | 1600 | [5 empty] | 77540 | NA |  | 139.63 |  | WSL |  | Waikato,Te Kawerau a Maki,Ngāti Maru,Ngāti Tamaoho,Ngāti Tamaterā,Ngāi Tai ki Tāmaki,Ngāti Hako,Te Ākitai Waiohua | 2 | 2 | 2 | 2016 | te puna wai | no | 1 | 3 | 1 | CCTV Available (0-10 Years Old) & Soil Type Available | 3.69 | 4 | 5 | 5 | 2.5 | Property Parcels | 1 |  | 5 | 1.355 | 0.23725 | Modelled Flow Data Used & Depth Available | 139.6335 | 13
500 | 523 | 17348 | 10008391 | 196836 | DSSWI | Southwestern Interceptor | Gravity | Pipe | Buried | OP | CONC | None | 1998-06-30 | 5.67 | 5.5 | dwg | SW | Transmission | Legacy | 1 |  |  | 4 | 1600 | [5 empty] | 77544 | NA |  | 307 |  | WSL |  | Waikato,Te Kawerau a Maki,Ngāti Maru,Ngāti Tamaoho,Ngāti Tamaterā,Ngāi Tai ki Tāmaki,Ngāti Hako,Te Ākitai Waiohua | 2 | 2 | 2 | 2016 | te puna wai | no | 1 | 3 | 1 | CCTV Available (0-10 Years Old) & Soil Type Available | 3.6896 | 4 | 5 | 5 | 2.5 | Property Parcels | 1 |  | 5 | 1.355 | 0.23701 | Modelled Flow Data Used & Depth Available | 306.9982 | 13
305 | 317 | 17351 | 10008396 | 197559 | DSSWI | Southwestern Interceptor | Gravity | Pipe | Buried | OP | CONC | None | 1998-06-30 | 6.2 | 6 | dwg | SW | Transmission | Legacy | 1 |  |  | 4 | 1600 | [5 empty] | 77547 | NA |  | 342.26 |  | WSL |  | Waikato,Te Kawerau a Maki,Ngāti Maru,Ngāti Tamaoho,Ngāti Tamaterā,Ngāi Tai ki Tāmaki,Ngāti Hako,Te Ākitai Waiohua | 2 | 2 | 2 | 2014 | te puna wai | no | 1 | 3 | 1 | CCTV Available (0-10 Years Old) & Soil Type Available | 3.6893 | 4 | 5 | 5 | 2.5 | Property Parcels | 1 |  | 5 | 1.355 | 0.23688 | Modelled Flow Data Used & Depth Available | 342.2552 | 13
501 | 524 | 17347 | 10008389 | 196984 | DSSWI | Southwestern Interceptor | Gravity | Pipe | Buried | OP | CONC | None | 1998-06-30 | 5.5 | 5.38 | dwg | SW | Transmission | Legacy | 1 |  |  | 4 | 1600 | [5 empty] | 77543 | NA |  | 203.93 |  | WSL |  | Waikato,Te Kawerau a Maki,Ngāti Maru,Ngāti Tamaoho,Ngāti Tamaterā,Ngāi Tai ki Tāmaki,Ngāti Hako,Te Ākitai Waiohua | 2 | 2 | 2 | 2016 | te puna wai | no | 1 | 3 | 1 | CCTV Available (0-10 Years Old) & Soil Type Available | 3.6893 | 4 | 5 | 5 | 2.5 | Property Parcels | 1 |  | 5 | 1.355 | 0.23687 | Modelled Flow Data Used & Depth Available | 203.9309 | 13
231 | 243 | 16565 | 10009355 | 197374 | DSWIN | Western Interceptor | Gravity | Pipe | Bridged | OP | CLS | None | 1964-06-30 | 7.57 | 7.42 | dwg | WI | Transmission | Legacy | 1 |  |  | 4 | 1310 | [5 empty] | 78470 | NA |  | 146.97 |  | WSL |  | Te Kawerau a Maki,Ngāti Whātua,Ngāti Whātua o Ōrākei,Ngāti Tamaoho,Ngāti Tamaterā,Te Ākitai Waiohua | 3.05 | 3 | 2 | 2016 | te puna wai | no | 1 | 1 | 5 | CCTV Available (0-10 Years Old) & Soil Type Not Available | 3.6865 | 4 | 5 | 5 | 2.5 | Property Parcels | 1 | Ocean Intercept, Significant Ecological Area - SEA-M2-54 | 5 | 1.355 | 0.23524 | Modelled Flow Data Used & Depth Available | 146.9736 | 17
430 | 448 | 16446 | 10009278 | 197354 | DSWIN | Western Interceptor | Gravity | Pipe | Buried | OP | CONC | None | 1964-06-30 | 6.6 | 6.38 | dwg | WI | Transmission | Legacy | 1 |  |  | 4 | 1800 | [5 empty] | 78387 | NA |  | 132.3 |  | WSL |  | Waikato,Te Kawerau a Maki,Ngāti Maru,Ngāti Whātua o Ōrākei,Ngāti Tamaoho,Ngāti Tamaterā,Ngāi Tai ki Tāmaki,Ngāti Hako,Te Ākitai Waiohua | 3 | 3 | 3 | 2016 | te puna wai | no | 1 | 1 | 2 | CCTV Available (0-10 Years Old) & Soil Type Available | 3.6862 | 4 | 5 | 5 | 1 |  | 1 | Mana Whenua - Ambury Park Stonefields, Place Of Historic Heritage - Group of stone structures R11_697, Aquifer - Auckland Isthmus Volcanic Aquifer | 1 | 0.755 | 0.49806 | Modelled Flow Data Used & Depth Available | 132.305 | 17
431 | 449 | 16445 | 10009277 | 197968 | DSWIN | Western Interceptor | Gravity | Pipe | Buried | OP | CONC | None | 1964-06-30 | 6.38 | 5.94 | dwg | WI | Transmission | Legacy | 1 |  |  | 4 | 1800 | [5 empty] | 78386 | NA |  | 259.97 |  | WSL |  | Waikato,Te Kawerau a Maki,Ngāti Maru,Ngāti Whātua o Ōrākei,Ngāti Tamaoho,Ngāti Tamaterā,Ngāi Tai ki Tāmaki,Ngāti Hako,Te Ākitai Waiohua | 3 | 3 | 3 | 2016 | te puna wai | no | 1 | 1 | 2 | CCTV Available (0-10 Years Old) & Soil Type Available | 3.6854 | 4 | 5 | 5 | 1 |  | 1 | Mana Whenua - Ambury Park Stonefields, Place Of Historic Heritage - Group of stone structures R11_697, Aquifer - Auckland Isthmus Volcanic Aquifer | 1 | 0.755 | 0.49778 | Modelled Flow Data Used & Depth Available | 259.9672 | 17
229 | 241 | 16845 | 10009358 | 197987 | DSWIN | Western Interceptor | Gravity | Pipe | Buried | OP | CONC | None | 1964-06-30 | 7.83 | 7.74 | dwg | WI | Transmission | Legacy | 1 |  |  | 4 | 1350 | [5 empty] | 78473 | NA |  | 75.93 |  | WSL |  | Te Kawerau a Maki,Ngāti Whātua,Ngāti Whātua o Ōrākei,Ngāti Tamaoho,Ngāti Tamaterā,Te Ākitai Waiohua | 3 | 3 | 3 | 2016 | te puna wai | no | 1 | 3 | 2 | CCTV Available (0-10 Years Old) & Soil Type Available | 3.6797 | 4 | 5 | 5 | 2.5 | Property Parcels, Building Outlines | 1 |  | 5 | 1.355 | 0.23126 | Modelled Flow Data Used & Depth Available | 75.9312 | 17
230 | 242 | 16844 | 10009357 | 197770 | DSWIN | Western Interceptor | Gravity | Pipe | Buried | OP | CONC | None | 1964-06-30 | 7.74 | 7.61 | dwg | WI | Transmission | Legacy | 1 |  |  | 4 | 1350 | [5 empty] | 78472 | NA |  | 119.66 |  | WSL |  | Te Kawerau a Maki,Ngāti Whātua,Ngāti Whātua o Ōrākei,Ngāti Tamaoho,Ngāti Tamaterā,Te Ākitai Waiohua | 2 | 2 | 2 | 2016 | te puna wai | no | 1 | 3 | 2 | CCTV Available (0-10 Years Old) & Soil Type Available | 3.6796 | 4 | 5 | 5 | 2.5 | Property Parcels, Building Outlines | 1 |  | 5 | 1.355 | 0.23119 | Modelled Flow Data Used & Depth Available | 119.6579 | 13
242 | 254 | 16943 | 10009243 | 197487 | DSWIN | Western Interceptor | Gravity | Pipe | Buried | OP | CONC | None | 1964-06-30 | 8.06 | 8.03 | dwg | WI | Transmission | Legacy | 1 |  |  | 4 | 1350 | [5 empty] | 78476 | NA |  | 32.04 |  | WSL |  | Te Kawerau a Maki,Ngāti Whātua,Ngāti Whātua o Ōrākei,Ngāti Tamaoho,Ngāti Tamaterā,Te Ākitai Waiohua | 3 | 3 | 3 | 2016 | te puna wai | no | 1 | 3 | 2 | CCTV Available (0-10 Years Old) & Soil Type Available | 3.6794 | 4 | 5 | 5 | 2.5 | Property Parcels | 1 |  | 5 | 1.355 | 0.23107 | Modelled Flow Data Used & Depth Available | 32.0395 | 17
460 | 478 | 15612 | 10007064 | 196290 | DSORM | Orakei Main Sewer | Gravity | Pipe | Buried | OP | BRICK | None | 1911-06-30 | 3.43 | 3.41 | dwg | OM | Transmission | GP08016 | 1 |  |  | 4 | 2300 | [5 empty] | 76266 | NA |  | 70.71 |  | WSL |  | Te Kawerau a Maki,Ngāti Whātua,Ngāti Maru,Ngāti Whātua o Ōrākei,Ngāti Tamaoho,Te Patukirikiri,Ngāti Tamaterā,Ngāti Pāoa,Ngāi Tai ki Tāmaki,Ngāti Hako,Te Ākitai Waiohua | 2.8 | 3 | 2 | 2013 | CCTV Footage Review Log South_Latest.xls | no | 1 | 1 | 4 | CCTV Available (10-20 Years Old) & Soil Type Available | 3.6743 | 4 | 5 | 5 | 2.5 | Property Parcels, Building Outlines | 1 |  | 5 | 1.355 | 0.22813 | Modelled Flow Data Used & Depth Available | 70.7087 | 17
193 | 205 | 15326 | 10007061 | 195713 | DSORM | Orakei Main Sewer | Gravity | Pipe | Buried | OP | BRICK | None | 1911-06-30 | 3.24 | 3.2 | 0.1s | OM | Transmission | Legacy | 1 |  |  | 4 | 2300 | [5 empty] | 76260 | NA |  | 205.47 |  | WSL |  | Te Kawerau a Maki,Ngāti Whātua,Ngāti Maru,Ngāti Whātua o Ōrākei,Ngāti Tamaoho,Te Patukirikiri,Ngāti Tamaterā,Ngāti Pāoa,Ngāi Tai ki Tāmaki,Ngāti Hako,Te Ākitai Waiohua | 3.07 | 3 | 3 | 2014 | te puna wai | no | 1 | 1 | 4 | CCTV Available (0-10 Years Old) & Soil Type Available | 3.6736 | 4 | 5 | 5 | 2.5 | Property Parcels, Building Outlines, Public Park & Sports Area | 1 | Mana Whenua - Te Koranga | 5 | 1.355 | 0.22772 | Modelled Flow Data Used & Depth Available | 205.4696 | 17
222 | 234 | 16945 | 10009249 | 197962 | DSWIN | Western Interceptor | Gravity | Pipe | Buried | OP | CONC | None | 1964-06-30 | 8.99 | 8.81 | dwg | WI | Transmission | DU0503 | 1 |  |  | 4 | 1200 | [5 empty] | 78482 | NA |  | 122.93 |  | WSL |  | Te Kawerau a Maki,Ngāti Whātua,Ngāti Whātua o Ōrākei,Ngāti Tamaoho,Ngāti Tamaterā,Te Ākitai Waiohua | 3 | 3 | 3 | 2016 | te puna wai | no | 1 | 3 | 2 | CCTV Available (0-10 Years Old) & Soil Type Available | 3.6727 | 4 | 5 | 5 | 2.5 | Property Parcels, Building Outlines | 1 |  | 5 | 1.355 | 0.22718 | Modelled Flow Data Used & Depth Available | 122.9343 | 17
4119 | 4401 | 942591 | 10089441 | 193989 | DSBDD | Birkdale Diversion Branch Sewer TS14A | Gravity | Pipe | Buried | OP | PE | None | 2011-01-01 | 46.68 | 15.81 | 0.1s | NI | Transmission | R0002822 | 2 |  |  | 4 | 560 | [5 empty] | 64148 | NA |  | 128.45 |  | WSL |  | Te Kawerau a Maki,Ngāti Whātua,Ngāti Maru,Ngāti Whātua o Ōrākei,Ngāti Tamaoho,Ngāti Manuhiri,Ngāti Whanaunga,Ngāti Tamaterā,Ngāti Pāoa,Ngāi Tai ki Tāmaki,Ngāti Hako,Te Ākitai Waiohua | 1 | 1 |  |  | CCTV app | yes | 1 | 1 | 1 | CCTV NOT Available or Over 30 Years Old & Soil Type Available | 3.6584 | 4 | 1 | 2 | 3.5 | Property Parcels, Building Outlines | 4 | NZ River Lines | 1 | 1.615 | 0.0084227 | Modelled Flow Data Used & Depth Available | 128.4549 | 7
4347 | 4637 | 2642943 | 10095822 | 195386 | DSMSN | Massey North Branch | Rising | Pipe | Buried | OP | PE | None | 2013-08-15 | 21.62 | 21.54 | 0.1s | WI | Transmission | T0000828 | 2 |  |  | 4 | 560 | [5 empty] | 75945 | NA |  | 38.69 |  | WSL |  | Te Kawerau a Maki,Ngāti Whātua,Ngāti Maru,Ngāti Whātua o Kaipara,Ngāti Whātua o Ōrākei,Ngāti Tamaoho,Ngāti Manuhiri,Ngāti Tamaterā,Ngāti Hako,Te Ākitai Waiohua | 1.21 | 1 |  |  |  | no | 1 | 3 | 1 | CCTV NOT Available or Over 30 Years Old & Soil Type Available | 3.6545 | 4 | 2 | 5 | 5 | NZTA | 1 |  | 1.5 | 2.005 | 0.4 | Diameter Used For Flow Approximation & Depth Available | 38.6852 | 7
3722 | 3997 | 905967 | 10089917 | 194401 | DSCHH | Church House Branch Sewer TS21 | Gravity | Pipe | Bridged | OP | CONC | None | 1990-01-01 |  |  | dwg | NI | Transmission | Legacy | 2 |  |  | 4 | 457 | [5 empty] | 64399 | NA |  | 11.98 |  | WSL |  | Te Kawerau a Maki,Ngāti Whātua,Ngāti Maru,Ngāti Whātua o Kaipara,Ngāti Whātua o Ōrākei,Ngāti Tamaoho,Ngāti Manuhiri,Ngāti Whanaunga,Ngāti Tamaterā,Ngāi Tai ki Tāmaki,Ngāti Hako,Te Ākitai Waiohua | 1 | 1 |  |  |  | no | 1 | 1 | 1 | CCTV NOT Available or Over 30 Years Old & Soil Type Not Available | 3.6545 | 4 | 2 | 5 | 5 | Schools & Hospitals | 1 |  | 1.5 | 2.005 | 0.4 | Diameter Used For Flow Approximation & Depth Available | 11.9765 | 7
544 | 567 | 17492 | 10099262 | 196306 | DSORM | Orakei Main Sewer | Gravity | Pipe | Buried | OP | BRICK | None | 1911-06-30 | 3.46 | 3.43 | dwg | OM | Transmission | Legacy | 1 |  |  | 4 | 2300 | [5 empty] | 76266 | NA |  | 72.15 |  | WSL |  | Te Kawerau a Maki,Ngāti Whātua,Ngāti Maru,Ngāti Whātua o Ōrākei,Ngāti Tamaoho,Te Patukirikiri,Ngāti Tamaterā,Ngāti Pāoa,Ngāi Tai ki Tāmaki,Ngāti Hako,Te Ākitai Waiohua | 2.8 | 3 | 2 | 2013 | CCTV Footage Review Log South_Latest.xls | no | 1 | 1 | 4 | CCTV Available (10-20 Years Old) & Soil Type Available | 3.6541 | 4 | 5 | 5 | 2.5 | Property Parcels | 1 |  | 5 | 1.355 | 0.21637 | Modelled Flow Data Used & Depth Available | 72.151 | 17
589 | 612 | 15333 | 10007069 | 195715 | DSORM | Orakei Main Sewer | Gravity | Pipe | Tunnelled | OP | BRICK | None | 1911-06-30 | 4.23 | 4.11 | dwg | OM | Transmission | Legacy | 1 |  |  | 4 | 2100 | [5 empty] | 76272 | NA |  | 344.91 |  | WSL |  | Te Kawerau a Maki,Ngāti Whātua,Ngāti Maru,Ngāti Whātua o Ōrākei,Ngāti Tamaoho,Ngāti Tamaterā,Ngāti Pāoa,Ngāi Tai ki Tāmaki,Ngāti Hako,Te Ākitai Waiohua | 3.08 | 3 | 3 | 2013 | CCTV Footage Review Log South_Latest.xls | no | 1 | 1 | 4 | CCTV Available (10-20 Years Old) & Soil Type Available | 3.654 | 4 | 5 | 5 | 2.5 | Property Parcels, Building Outlines | 1 |  | 5 | 1.355 | 0.21629 | Modelled Flow Data Used & Depth Available | 344.9108 | 17
588 | 611 | 15330 | 10007065 | 195714 | DSORM | Orakei Main Sewer | Gravity | Pipe | Buried | OP | BRICK | None | 1911-06-30 | 3.68 | 3.46 | dwg | OM | Transmission | DC09007 | 1 |  |  | 4 | 2100 | [5 empty] | 76267 | NA |  | 198.85 |  | WSL |  | Te Kawerau a Maki,Ngāti Whātua,Ngāti Maru,Ngāti Whātua o Ōrākei,Ngāti Tamaoho,Te Patukirikiri,Ngāti Tamaterā,Ngāti Pāoa,Ngāi Tai ki Tāmaki,Ngāti Hako,Te Ākitai Waiohua | 2.8 | 3 | 2 | 2013 | CCTV Footage Review Log South_Latest.xls | no | 1 | 1 | 4 | CCTV Available (10-20 Years Old) & Soil Type Available | 3.6474 | 4 | 5 | 5 | 2.5 | Property Parcels, Building Outlines | 1 |  | 5 | 1.355 | 0.21245 | Modelled Flow Data Used & Depth Available | 198.8549 | 17
1587 | 1724 | 16473 | 10008241 | 197135 | DSSLN | Southlynn Branch | Gravity | Pipe | Buried | OP | CONC | None | 1963-06-30 | 5.27 | 4.93 | dwg | WI | Transmission | Legacy | 2 |  |  | 4 | 300 | [5 empty] | 77426 | NA |  | 66.98 |  | WSL |  | Waikato,Te Kawerau a Maki,Ngāti Whātua,Ngāti Whātua o Ōrākei,Ngāti Tamaoho,Ngāti Tamaterā,Te Ākitai Waiohua | 3.32 | 3 | 3 | 2003 | te puna wai | no | 5 | 3 | 3 | CCTV Available (20-30 Years Old) & Soil Type Available | 3.644 | 4 | 1 | 1 | 5 | KiwiRail | 1 | Significant Ecological Area - SEA_T_4711 | 5 | 1.87 | 0.2 | Diameter Used For Flow Approximation & Depth Available | 66.984 | 17
948 | 1001 | 16520 | 10009564 | 197873 | DSWSL | Westlynn Branch | Gravity | Pipe | Buried | OP | VC | None | 1958-06-30 | 12.7 | 12.61 | dwg | WI | Transmission | Legacy | 2 |  |  | 4 | 225 | [5 empty] | 78650 | NA |  | 64.43 |  | WSL |  | Waikato,Te Kawerau a Maki,Ngāti Whātua,Ngāti Whātua o Ōrākei,Ngāti Tamaoho,Ngāti Tamaterā,Te Ākitai Waiohua | 3 | 3 | 3 | 2015 | te puna wai | no | 5 | 3 | 2 | CCTV Available (0-10 Years Old) & Soil Type Available | 3.644 | 4 | 1 | 1 | 5 | Property Parcels, KiwiRail | 1 |  | 5 | 1.87 | 0.2 | Diameter Used For Flow Approximation & Depth Available | 64.4349 | 17
2738 | 2977 | 40478 | 10010346 | 196954 | DSROD | Royal Oak Diversion | Gravity | Pipe | Buried | OP | PE | None | 2009-01-21 | 16.2 | 11.1 | 0.1s | WI | Transmission | DC09024 | 2 |  |  | 4 | 355 | [5 empty] | 66534 | NA |  | 59.37 |  | WSL |  | Waikato,Te Kawerau a Maki,Ngāti Whātua,Ngāti Maru,Ngāti Whātua o Ōrākei,Ngāti Tamaoho,Ngāti Tamaterā,Ngāi Tai ki Tāmaki,Ngāti Hako,Te Ākitai Waiohua | 1.76 | 2 |  |  |  | no | 5 | 1 | 1 | CCTV NOT Available or Over 30 Years Old & Soil Type Available | 3.644 | 4 | 1 | 1 | 5 | Schools & Hospitals | 1 |  | 5 | 1.87 | 0.2 | Diameter Used For Flow Approximation & Depth Available | 59.3688 | 13
2739 | 2978 | 40484 | 10010347 | 196542 | DSROD | Royal Oak Diversion | Gravity | Pipe | Buried | OP | PE | None | 2009-01-21 | 11.1 | 7.2 | 0.1s | WI | Transmission | DC09024 | 2 |  |  | 4 | 355 | [5 empty] | 66534 | NA |  | 13.4 |  | WSL |  | Waikato,Te Kawerau a Maki,Ngāti Whātua,Ngāti Maru,Ngāti Whātua o Ōrākei,Ngāti Tamaoho,Ngāti Tamaterā,Ngāi Tai ki Tāmaki,Ngāti Hako,Te Ākitai Waiohua | 1.76 | 2 |  |  |  | no | 5 | 1 | 1 | CCTV NOT Available or Over 30 Years Old & Soil Type Available | 3.644 | 4 | 1 | 1 | 5 | Schools & Hospitals | 1 |  | 5 | 1.87 | 0.2 | Diameter Used For Flow Approximation & Depth Available | 13.4042 | 13
3360 | 3628 | 930350 | 10087773 | 195114 | DSGLR | Glenfield Relief Branch Sewer TS4A New | Gravity | Pipe | Buried | OP | PE | None | 2005-01-17 | 18.3 | 16.07 | dwg | NI | Transmission | Legacy | 2 |  |  | 4 | 355 | [5 empty] | 64702 | NA |  | 6.97 |  | WSL |  | Te Kawerau a Maki,Ngāti Whātua,Ngāti Maru,Ngāti Whātua o Ōrākei,Ngāti Tamaoho,Ngāti Manuhiri,Te Patukirikiri,Ngāti Whanaunga,Ngāti Tamaterā,Ngāti Pāoa,Ngāi Tai ki Tāmaki,Ngāti Hako,Te Ākitai Waiohua | 2 | 2 | 2 | 2016 | te puna wai | no | 5 | 1 | 1 | CCTV Available (0-10 Years Old) & Soil Type Available | 3.644 | 4 | 1 | 1 | 5 | Property Parcels, NZTA | 1 |  | 5 | 1.87 | 0.2 | Diameter Used For Flow Approximation & Depth Available | 6.9679 | 13
1144 | 1211 | 15355 | 10005363 | 194199 | DSEDR | Edendale Relief Branch | Gravity | Pipe | Buried | OP | CONC | None | 1946-06-30 | 24.63 | 24.36 | dwg | OM | Transmission | Legacy | 2 |  |  | 4 | 381 | [5 empty] | 74788 | NA |  | 65.41 |  | WSL |  | Waikato,Te Kawerau a Maki,Ngāti Whātua,Ngāti Maru,Ngāti Whātua o Ōrākei,Ngāti Tamaoho,Ngāti Tamaterā,Ngāi Tai ki Tāmaki,Ngāti Hako,Te Ākitai Waiohua | 3 | 3 | 3 | 2015 | te puna wai | no | 1 | 1 | 3 | CCTV Available (0-10 Years Old) & Soil Type Available | 3.644 | 4 | 1 | 1 | 5 | Schools & Hospitals | 1 |  | 5 | 1.87 | 0.2 | Diameter Used For Flow Approximation & Depth Available | 65.4094 | 17
2250 | 2461 | 15125 | 10004394 | 193441 | DSB07 | Branch 7 Arch Hill | Gravity | Pipe | Buried | OP | CONC | None | 1976-06-30 | 13.55 | 13.04 | dwg | OM | Transmission | Legacy | 2 |  |  | 4 | 825 | [5 empty] | 74167 | NA |  | 91.86 |  | WSL |  | Te Kawerau a Maki,Ngāti Whātua,Ngāti Maru,Ngāti Whātua o Ōrākei,Ngāti Tamaoho,Ngāti Tamaterā,Ngāi Tai ki Tāmaki,Ngāti Hako,Te Ākitai Waiohua | 1.93 | 2 | 1 | 2011 | te puna wai | no | 3 | 3 | 2 | CCTV Available (10-20 Years Old) & Soil Type Available | 3.6435 | 4 | 3 | 4 | 3.5 | Property Parcels, Building Outlines | 1 |  | 5 | 1.6 | 0.043572 | Modelled Flow Data Used & Depth Available | 91.8621 | 13
2251 | 2462 | 15124 | 10004393 | 193358 | DSB07 | Branch 7 Arch Hill | Gravity | Pipe | Buried | OP | CONC | None | 1976-06-30 | 13.04 | 12.3 | dwg | OM | Transmission | Legacy | 2 |  |  | 4 | 825 | [5 empty] | 74166 | NA |  | 144.64 |  | WSL |  | Te Kawerau a Maki,Ngāti Whātua,Ngāti Maru,Ngāti Whātua o Ōrākei,Ngāti Tamaoho,Ngāti Tamaterā,Ngāi Tai ki Tāmaki,Ngāti Hako,Te Ākitai Waiohua | 2.17 | 2 | 2 | 2016 | te puna wai | no | 3 | 3 | 2 | CCTV Available (0-10 Years Old) & Soil Type Available | 3.6435 | 4 | 3 | 4 | 3.5 | Property Parcels, Building Outlines | 1 |  | 5 | 1.6 | 0.043627 | Modelled Flow Data Used & Depth Available | 144.6409 | 13
2252 | 2463 | 15123 | 10004392 | 193199 | DSB07 | Branch 7 Arch Hill | Gravity | Pipe | Buried | OP | CONC | None | 1976-06-30 | 12.3 | 11.93 | dwg | OM | Transmission | Legacy | 2 |  |  | 4 | 825 | [5 empty] | 74165 | NA |  | 61.95 |  | WSL |  | Te Kawerau a Maki,Ngāti Whātua,Ngāti Maru,Ngāti Whātua o Ōrākei,Ngāti Tamaoho,Ngāti Tamaterā,Ngāi Tai ki Tāmaki,Ngāti Hako,Te Ākitai Waiohua | 2.17 | 2 | 2 | 2016 | te puna wai | no | 3 | 3 | 2 | CCTV Available (0-10 Years Old) & Soil Type Available | 3.6435 | 4 | 3 | 4 | 3.5 | Property Parcels, Building Outlines | 1 |  | 5 | 1.6 | 0.043627 | Modelled Flow Data Used & Depth Available | 61.9519 | 13
2256 | 2467 | 15120 | 10004388 | 193198 | DSB07 | Branch 7 Arch Hill | Gravity | Pipe | Buried | OP | CONC | None | 1976-06-30 | 11.02 | 10.68 | dwg | OM | Transmission | Legacy | 2 |  |  | 4 | 900 | [5 empty] | 74161 | NA |  | 108.68 |  | WSL |  | Te Kawerau a Maki,Ngāti Whātua,Ngāti Maru,Ngāti Whātua o Ōrākei,Ngāti Tamaoho,Ngāti Tamaterā,Ngāi Tai ki Tāmaki,Ngāti Hako,Te Ākitai Waiohua | 2.17 | 2 | 2 | 2016 | te puna wai | no | 3 | 3 | 2 | CCTV Available (0-10 Years Old) & Soil Type Available | 3.6433 | 4 | 3 | 4 | 3.5 | Property Parcels, Building Outlines | 1 |  | 5 | 1.6 | 0.044766 | Modelled Flow Data Used & Depth Available | 108.6778 | 13
2359 | 2570 | 15112 | 10004379 | 193592 | DSB07 | Branch 7 Arch Hill | Gravity | Pipe | Buried | OP | CONC | None | 1972-06-30 | 8.73 | 8.61 | dwg | OM | Transmission | Legacy | 2 |  |  | 4 | 910 | [5 empty] | 74149 | NA |  | 43.32 |  | WSL |  | Te Kawerau a Maki,Ngāti Whātua,Ngāti Maru,Ngāti Whātua o Ōrākei,Ngāti Tamaoho,Ngāti Tamaterā,Ngāi Tai ki Tāmaki,Ngāti Hako,Te Ākitai Waiohua | 2.27 | 2 | 2 | 2016 | te puna wai | no | 5 | 1 | 2 | CCTV Available (0-10 Years Old) & Soil Type Available | 3.6427 | 4 | 3 | 4 | 3.5 | Property Parcels, Building Outlines | 1 | Aquifer - Western Springs Volcanic Aquifer | 5 | 1.6 | 0.048562 | Modelled Flow Data Used & Depth Available | 43.315 | 13
2261 | 2472 | 302814 | 10076213 | 193218 | DSB07 | Branch 7 Arch Hill | Gravity | Pipe | Buried | OP | CONC | EP | 1912-06-30 | 9.05 | 9.03 | 0.1s | OM | Transmission | Legacy | 2 |  |  | 4 | 900 | [5 empty] | 74153 | NA |  | 33.34 |  | WSL |  | Te Kawerau a Maki,Ngāti Whātua,Ngāti Maru,Ngāti Whātua o Ōrākei,Ngāti Tamaoho,Ngāti Tamaterā,Ngāi Tai ki Tāmaki,Ngāti Hako,Te Ākitai Waiohua | 2 | 2 | 2 | 2016 | te puna wai | no | 5 | 1 | 1 | CCTV Available (0-10 Years Old) & Soil Type Available | 3.6427 | 4 | 3 | 4 | 3.5 | Property Parcels, Building Outlines | 1 | Aquifer - Western Springs Volcanic Aquifer | 5 | 1.6 | 0.048562 | Modelled Flow Data Used & Depth Available | 33.3446 | 13
2363 | 2574 | 15107 | 10004375 | 193591 | DSB07 | Branch 7 Arch Hill | Gravity | Pipe | Buried | OP | CONC | None | 1912-06-30 | 8.27 | 7.91 | dwg | OM | Transmission | Legacy | 2 |  |  | 4 | 910 | [5 empty] | 74145 | NA |  | 106.29 |  | WSL |  | Te Kawerau a Maki,Ngāti Whātua,Ngāti Maru,Ngāti Whātua o Ōrākei,Ngāti Tamaoho,Ngāti Tamaterā,Ngāi Tai ki Tāmaki,Ngāti Hako,Te Ākitai Waiohua | 4.13 | 4 | 3 | 2009 | te puna wai | no | 5 | 1 | 5 | CCTV Available (10-20 Years Old) & Soil Type Available | 3.6426 | 4 | 3 | 4 | 3.5 | Property Parcels, Building Outlines | 1 |  | 5 | 1.6 | 0.049486 | Modelled Flow Data Used & Depth Available | 106.2918 | 21
2364 | 2575 | 15106 | 10004374 | 193436 | DSB07 | Branch 7 Arch Hill | Gravity | Pipe | Buried | OP | CONC | EP | 1912-06-30 | 7.91 | 7.66 | dwg | OM | Transmission | Legacy | 2 |  |  | 4 | 910 | [5 empty] | 74144 | NA |  | 76.94 |  | WSL |  | Te Kawerau a Maki,Ngāti Whātua,Ngāti Maru,Ngāti Whātua o Ōrākei,Ngāti Tamaoho,Ngāti Tamaterā,Ngāi Tai ki Tāmaki,Ngāti Hako,Te Ākitai Waiohua | 1.44 | 1 | 1 | 2016 | te puna wai | no | 5 | 1 | 1 | CCTV Available (0-10 Years Old) & Soil Type Available | 3.6425 | 4 | 3 | 4 | 3.5 | Property Parcels, Building Outlines | 1 |  | 5 | 1.6 | 0.049679 | Modelled Flow Data Used & Depth Available | 76.9379 | 7
1323 | 1413 | 16636 | 10009033 | 197896 | DSTSE | Tamaki South East Branch | Gravity | Pipe | Buried | OP | CONC | None | 1982-06-30 | 10.34 | 10.03 | dwg | TE | Transmission | Legacy | 2 |  |  | 4 | 900 | [5 empty] | 78129 | NA |  | 102.52 |  | WSL |  | Waikato,Ngāti Maru,Ngāti Tamaoho,Ngāti Whanaunga,Ngāti Tamaterā,Ngāti Pāoa,Ngāi Tai ki Tāmaki,Ngāti Hako,Te Ākitai Waiohua | 2 | 2 | 2 | 2015 | te puna wai | no | 1 | 3 | 2 | CCTV Available (0-10 Years Old) & Soil Type Available | 3.6418 | 4 | 3 | 4 | 3.5 | Property Parcels, Building Outlines | 1 |  | 5 | 1.6 | 0.054917 | Modelled Flow Data Used & Depth Available | 102.525 | 13
1063 | 1123 | 16107 | 10009031 | 197419 | DSTSE | Tamaki South East Branch | Gravity | Pipe | Buried | OP | CONC | None | 1982-06-30 | 9.62 | 9.48 | dwg | TE | Transmission | Legacy | 2 |  |  | 4 | 900 | [5 empty] | 78127 | NA |  | 55.65 |  | WSL |  | Waikato,Ngāti Maru,Ngāti Tamaoho,Ngāti Whanaunga,Ngāti Tamaterā,Ngāti Pāoa,Ngāi Tai ki Tāmaki,Ngāti Hako,Te Ākitai Waiohua | 2 | 2 | 2 | 2015 | te puna wai | no | 1 | 3 | 2 | CCTV Available (0-10 Years Old) & Soil Type Available | 3.6416 | 4 | 3 | 4 | 3.5 | Property Parcels, Building Outlines | 1 |  | 5 | 1.6 | 0.055708 | Modelled Flow Data Used & Depth Available | 55.6542 | 13
1884 | 2060 | 15293 | 10004038 | 193257 | DSAVD | Avondale Branch Diversion | Gravity | Pipe | In Tunnel | OP | CONC | None | 1957-06-30 | 32.57 | 24.61 | dwg | WI | Transmission | Legacy | 2 |  |  | 4 | 900 | [5 empty] | 73863 | NA |  | 1175.26 |  | WSL |  | Waikato,Te Kawerau a Maki,Ngāti Whātua,Ngāti Maru,Ngāti Whātua o Ōrākei,Ngāti Tamaoho,Ngāti Tamaterā,Ngāi Tai ki Tāmaki,Ngāti Hako,Te Ākitai Waiohua | 2.35 | 2 | 2 | 2003 | te puna wai | no | 1 | 1 | 3 | CCTV Available (20-30 Years Old) & Soil Type Available | 3.6416 | 4 | 3 | 4 | 3.5 | Property Parcels, Building Outlines | 1 | Place Of Historic Heritage - Residence | 5 | 1.6 | 0.056249 | Modelled Flow Data Used & Depth Available | 1175.2556 | 13
1320 | 1410 | 16633 | 10009026 | 197210 | DSTSE | Tamaki South East Branch | Gravity | Pipe | Buried | OP | CONC | None | 1980-06-30 | 7.86 | 5.84 | dwg | TE | Transmission | Legacy | 2 |  |  | 4 | 900 | [5 empty] | 78122 | NA |  | 696.88 |  | WSL |  | Waikato,Te Kawerau a Maki,Ngāti Maru,Ngāti Tamaoho,Ngāti Whanaunga,Ngāti Tamaterā,Ngāti Pāoa,Ngāi Tai ki Tāmaki,Ngāti Hako,Te Ākitai Waiohua | 3 | 3 | 3 | 2015 | te puna wai | no | 1 | 3 | 2 | CCTV Available (0-10 Years Old) & Soil Type Available | 3.6406 | 4 | 3 | 4 | 3.5 | Property Parcels, Building Outlines | 1 |  | 5 | 1.6 | 0.062757 | Modelled Flow Data Used & Depth Available | 696.8756 | 17
2608 | 2831 | 14902 | 10006750 | 196046 | DSONE | Onehunga Branch | Gravity | Pipe | Buried | OP | CONC | None | 1962-06-30 | 1.68 | 1.46 | dwg | WI | Transmission | Legacy | 2 |  |  | 4 | 900 | [5 empty] | 76063 | NA |  | 109.56 |  | WSL |  | Waikato,Te Kawerau a Maki,Ngāti Whātua,Ngāti Maru,Ngāti Whātua o Ōrākei,Ngāti Tamaoho,Ngāti Tamaterā,Ngāi Tai ki Tāmaki,Ngāti Hako,Te Ākitai Waiohua | 2.24 | 2 | 2 | 2021 | CCTV Footage Review Log South_Latest.xls | yes | 1 | 1 | 3 | CCTV Available (0-10 Years Old) & Soil Type Available | 3.6405 | 4 | 3 | 4 | 3.5 | Property Parcels, Building Outlines | 1 | Aquifer - Onehunga Volcanic Aquifer | 5 | 1.6 | 0.063182 | Modelled Flow Data Used & Depth Available | 109.5632 | 13
1066 | 1126 | 16103 | 10009027 | 197418 | DSTSE | Tamaki South East Branch | Gravity | Pipe | Buried | OP | CONC | None | 1980-06-30 | 8.54 | 7.86 | dwg | TE | Transmission | Legacy | 2 |  |  | 4 | 900 | [5 empty] | 78123 | NA |  | 237.97 |  | WSL |  | Waikato,Ngāti Maru,Ngāti Tamaoho,Ngāti Whanaunga,Ngāti Tamaterā,Ngāti Pāoa,Ngāi Tai ki Tāmaki,Ngāti Hako,Te Ākitai Waiohua | 2 | 2 | 2 | 2015 | te puna wai | no | 1 | 3 | 2 | CCTV Available (0-10 Years Old) & Soil Type Available | 3.6405 | 4 | 3 | 4 | 3.5 | Property Parcels, Building Outlines | 1 |  | 5 | 1.6 | 0.063552 | Modelled Flow Data Used & Depth Available | 237.9749 | 13
3000 | 3261 | 938921 | 10090013 | 194422 | DSCWD | Chatswood Branch Sewer TS9 | Gravity | Pipe | Buried | OP | CONC | None | 1960-01-01 |  |  | dwg | NI | Transmission | Legacy | 2 |  |  | 4 | 440 | [5 empty] | 64461 | NA |  | 562.25 |  | WSL |  | Te Kawerau a Maki,Ngāti Whātua,Ngāti Maru,Ngāti Whātua o Ōrākei,Ngāti Tamaoho,Te Patukirikiri,Ngāti Tamaterā,Ngāti Pāoa,Ngāi Tai ki Tāmaki,Ngāti Hako,Te Ākitai Waiohua | 2.79 | 3 |  |  |  | no | 3 | 1 | 3 | CCTV NOT Available or Over 30 Years Old & Soil Type Available | 3.6392 | 4 | 1 | 2 | 3.5 | Property Parcels, Building Outlines | 4 | Significant Ecological Area - SEA_T_8169, NZ River Lines | 1.5 | 1.63 | 0.032925 | Modelled Flow Data Used & Depth Available | 562.253 | 17
2609 | 2832 | 14943 | 10006748 | 196197 | DSONE | Onehunga Branch | Gravity | Pipe | Buried | OP | CONC | None | 1992-07-01 | 1.42 | 1.2 | dwg | WI | Transmission | Legacy | 2 |  |  | 4 | 900 | [5 empty] | 76061 | NA |  | 131.22 |  | WSL |  | Waikato,Te Kawerau a Maki,Ngāti Whātua,Ngāti Maru,Ngāti Whātua o Ōrākei,Ngāti Tamaoho,Ngāti Tamaterā,Ngāi Tai ki Tāmaki,Ngāti Hako,Te Ākitai Waiohua | 2 | 2 | 2 | 2021 | CCTV Footage Review Log South_Latest.xls | yes | 5 | 3 | 1 | CCTV Available (0-10 Years Old) & Soil Type Available | 3.639 | 4 | 3 | 4 | 3.5 | Property Parcels, Building Outlines | 1 | Aquifer - Onehunga Volcanic Aquifer | 5 | 1.6 | 0.073004 | Modelled Flow Data Used & Depth Available | 131.2185 | 13
2633 | 2860 | 14901 | 10006747 | 195669 | DSONE | Onehunga Branch | Gravity | Pipe | Buried | OP | CONC | None | 1962-06-30 | 1.2 | 0.88 | dwg | WI | Transmission | Legacy | 2 |  |  | 4 | 900 | [5 empty] | 76060 | NA |  | 133.31 |  | WSL |  | Waikato,Te Kawerau a Maki,Ngāti Whātua,Ngāti Maru,Ngāti Whātua o Ōrākei,Ngāti Tamaoho,Ngāti Tamaterā,Ngāi Tai ki Tāmaki,Ngāti Hako,Te Ākitai Waiohua | 2.24 | 2 | 2 | 2021 | CCTV Footage Review Log South_Latest.xls | yes | 1 | 1 | 3 | CCTV Available (0-10 Years Old) & Soil Type Available | 3.639 | 4 | 3 | 4 | 3.5 | Property Parcels, Building Outlines | 1 | Aquifer - Onehunga Volcanic Aquifer | 5 | 1.6 | 0.073448 | Modelled Flow Data Used & Depth Available | 133.313 | 13
1205 | 1276 | 17277 | 10005695 | 194642 | DSGLE | Glen Eden Branch | Gravity | Pipe | Buried | OP | CONC | None | 1985-06-30 | 3.02 | 2.82 | 0.1s | WI | Transmission | Legacy | 2 |  |  | 4 | 900 | [5 empty] | 75183 | NA |  | 99.21 |  | WSL |  | Te Kawerau a Maki,Ngāti Whātua,Ngāti Whātua o Ōrākei,Ngāti Tamaoho,Ngāti Tamaterā,Te Ākitai Waiohua | 2 | 2 | 2 | 2011 | te puna wai | no | 1 | 3 | 1 | CCTV Available (10-20 Years Old) & Soil Type Available | 3.6387 | 4 | 3 | 4 | 3.5 | Building Outlines | 1 | Significant Ecological Area - SEA_T_4959 | 5 | 1.6 | 0.07517 | Modelled Flow Data Used & Depth Available | 99.2129 | 13
1213 | 1287 | 17183 | 10005696 | 195149 | DSGLE | Glen Eden Branch | Gravity | Pipe | Buried | OP | CONC | None | 1985-06-30 | 3.11 | 3.02 | 0.1s | WI | Transmission | Legacy | 2 |  |  | 4 | 900 | [5 empty] | 75182 | NA |  | 23.26 |  | WSL |  | Te Kawerau a Maki,Ngāti Whātua,Ngāti Whātua o Ōrākei,Ngāti Tamaoho,Ngāti Tamaterā,Te Ākitai Waiohua | 2 | 2 | 2 | 2011 | te puna wai | no | 1 | 3 | 1 | CCTV Available (10-20 Years Old) & Soil Type Available | 3.6387 | 4 | 3 | 4 | 3.5 | Building Outlines | 1 |  | 5 | 1.6 | 0.075179 | Modelled Flow Data Used & Depth Available | 23.2593 | 13
1424 | 1521 | 16854 | 10008477 | 197170 | DSSWN | Swanson Branch | Gravity | Pipe | Buried | OP | CONC | None | 1965-06-30 | -1.96 | -2.2 | dwg | WI | Transmission | Legacy | 2 |  |  | 4 | 825 | [5 empty] | 77741 | NA |  | 138.87 |  | WSL |  | Te Kawerau a Maki,Ngāti Whātua,Ngāti Whātua o Ōrākei,Ngāti Tamaoho,Ngāti Tamaterā,Te Ākitai Waiohua | 3 | 3 | 3 | 2000 | te puna wai | no | 5 | 1 | 2 | CCTV Available (20-30 Years Old) & Soil Type Available | 3.6384 | 4 | 3 | 4 | 3.5 | Property Parcels, Building Outlines | 1 |  | 5 | 1.6 | 0.07757 | Modelled Flow Data Used & Depth Available | 138.8674 | 17
297 | 309 | 17446 | 10008010 | 197021 | DSSIN | Southern Interceptor | Gravity | Pipe | Buried | OP | CONC | None | 1965-06-30 | 3.57 | 3.52 | dwg | SI | Transmission | Legacy | 1 |  |  | 4 | 900 | [5 empty] | 77348 | NA |  | 29.64 |  | WSL |  | Waikato,Ngāti Maru,Ngāti Tamaoho,Ngāti Whanaunga,Ngāti Tamaterā,Ngāti Pāoa,Ngāi Tai ki Tāmaki,Ngāti Hako,Te Ākitai Waiohua | 2 | 2 | 2 | 2019 | CCTV Footage Review Log South_Latest.xls | no | 1 | 3 | 2 | CCTV Available (0-10 Years Old) & Soil Type Available | 3.6382 | 4 | 3 | 4 | 3.5 | Building Outlines | 1 |  | 5 | 1.6 | 0.078361 | Modelled Flow Data Used & Depth Available | 29.6401 | 13
298 | 310 | 15684 | 10008011 | 196723 | DSSIN | Southern Interceptor | Gravity | Pipe | Buried | OP | CONC | None | 1965-06-30 | 3.66 | 3.57 | dwg | SI | Transmission | Legacy | 1 |  |  | 4 | 900 | [5 empty] | 77349 | NA |  | 114.01 |  | WSL |  | Waikato,Ngāti Maru,Ngāti Tamaoho,Ngāti Whanaunga,Ngāti Tamaterā,Ngāti Pāoa,Ngāi Tai ki Tāmaki,Ngāti Hako,Te Ākitai Waiohua | 2.39 | 2 | 2 | 2019 | CCTV Footage Review Log South_Latest.xls | no | 5 | 3 | 2 | CCTV Available (0-10 Years Old) & Soil Type Available | 3.6382 | 4 | 3 | 4 | 3.5 | Building Outlines | 1 |  | 5 | 1.6 | 0.078364 | Modelled Flow Data Used & Depth Available | 114.0066 | 13
1943 | 2124 | 16074 | 10007232 | 195951 | DSOTB | Otara Branch | Gravity | Pipe | Tunnelled | OP | CONC | None | 1961-06-30 | -1.06 | -1.33 | dwg | SI | Transmission | Legacy | 2 |  |  | 4 | 825 | [5 empty] | 76411 | NA |  | 165.69 |  | WSL |  | Waikato,Te Kawerau a Maki,Ngāti Maru,Ngāti Tamaoho,Ngāti Whanaunga,Ngāti Tamaterā,Ngāti Pāoa,Ngāi Tai ki Tāmaki,Ngāti Hako,Te Ākitai Waiohua | 3 | 3 | 3 | 2007 | te puna wai | no | 1 | 3 | 3 | CCTV Available (10-20 Years Old) & Soil Type Available | 3.638 | 4 | 3 | 4 | 3.5 | Property Parcels, Building Outlines | 1 |  | 5 | 1.6 | 0.079925 | Modelled Flow Data Used & Depth Available | 165.6905 | 17
1948 | 2133 | 17032 | 10007234 | 316154 | DSOTB | Otara Branch | Gravity | Pipe | Tunnelled | OP | CONC | None | 1961-06-30 | 0.53 | -0.33 | dwg | SI | Transmission | Legacy | 2 |  |  | 4 | 825 | [5 empty] | 76413 | NA |  | 477.79 |  | WSL |  | Waikato,Te Kawerau a Maki,Ngāti Maru,Ngāti Tamaoho,Ngāti Whanaunga,Ngāti Tamaterā,Ngāti Pāoa,Ngāi Tai ki Tāmaki,Ngāti Hako,Te Ākitai Waiohua | 2.36 | 2 | 2 | 2016 | CCTV Footage Review Log South_Latest.xls | no | 1 | 3 | 3 | CCTV Available (0-10 Years Old) & Soil Type Available | 3.638 | 4 | 3 | 4 | 3.5 | Property Parcels, Building Outlines | 1 |  | 5 | 1.6 | 0.079931 | Modelled Flow Data Used & Depth Available | 477.7874 | 13
252 | 264 | 15678 | 10008004 | 196872 | DSSIN | Southern Interceptor | Gravity | Pipe | Buried | OP | CONC | None | 1965-06-30 | 2.51 | 2.32 | dwg | SI | Transmission | Legacy | 1 |  |  | 4 | 900 | [5 empty] | 77343 | NA |  | 159.53 |  | WSL |  | Waikato,Ngāti Maru,Ngāti Tamaoho,Ngāti Whanaunga,Ngāti Tamaterā,Ngāti Pāoa,Ngāi Tai ki Tāmaki,Ngāti Hako,Te Ākitai Waiohua | 2 | 2 | 2 | 2019 | CCTV Footage Review Log South_Latest.xls | no | 1 | 3 | 2 | CCTV Available (0-10 Years Old) & Soil Type Available | 3.6378 | 4 | 3 | 4 | 3.5 | Property Parcels, Building Outlines | 1 |  | 5 | 1.6 | 0.081431 | Modelled Flow Data Used & Depth Available | 159.5333 | 13
275 | 287 | 15795 | 10008003 | 196721 | DSSIN | Southern Interceptor | Gravity | Pipe | Buried | OP | CONC | None | 1965-06-30 | 2.32 | 2.06 | dwg | SI | Transmission | Legacy | 1 |  |  | 4 | 900 | [5 empty] | 77342 | NA |  | 214.28 |  | WSL |  | Waikato,Ngāti Maru,Ngāti Tamaoho,Ngāti Whanaunga,Ngāti Tamaterā,Ngāti Pāoa,Ngāi Tai ki Tāmaki,Ngāti Hako,Te Ākitai Waiohua | 2 | 2 | 2 | 2019 | CCTV Footage Review Log South_Latest.xls | no | 1 | 3 | 2 | CCTV Available (0-10 Years Old) & Soil Type Available | 3.6378 | 4 | 3 | 4 | 3.5 | Property Parcels, Building Outlines | 1 |  | 5 | 1.6 | 0.081437 | Modelled Flow Data Used & Depth Available | 214.2778 | 13
273 | 285 | 15793 | 10008001 | 196567 | DSSIN | Southern Interceptor | Gravity | Pipe | Buried | OP | CONC | None | 1965-06-30 | 1.94 | 1.72 | dwg | SI | Transmission | Legacy | 1 |  |  | 4 | 900 | [5 empty] | 77340 | NA |  | 188.24 |  | WSL |  | Waikato,Ngāti Maru,Ngāti Tamaoho,Ngāti Whanaunga,Ngāti Tamaterā,Ngāti Pāoa,Ngāi Tai ki Tāmaki,Ngāti Hako,Te Ākitai Waiohua | 2 | 2 | 2 | 2019 | CCTV Footage Review Log South_Latest.xls | no | 1 | 3 | 2 | CCTV Available (0-10 Years Old) & Soil Type Available | 3.6376 | 4 | 3 | 4 | 3.5 | Property Parcels, Building Outlines | 1 |  | 5 | 1.6 | 0.082656 | Modelled Flow Data Used & Depth Available | 188.2367 | 13
545 | 568 | 15753 | 10008074 | 197037 | DSSIN | Southern Interceptor | Gravity | Pipe | Buried | OP | CONC | None | 1971-06-30 | 17.29 | 16.55 | dwg | SI | Transmission | Legacy | 1 |  |  | 4 | 900 | [5 empty] | 77296 | NA |  | 239.18 |  | WSL |  | Waikato,Te Kawerau a Maki,Ngāti Maru,Ngāti Tamaoho,Ngāti Whanaunga,Ngāti Tamaterā,Ngāi Tai ki Tāmaki,Ngāti Hako,Te Ākitai Waiohua | 2 | 2 | 2 | 2019 | CCTV Footage Review Log South_Latest.xls | no | 1 | 1 | 2 | CCTV Available (0-10 Years Old) & Soil Type Available | 3.6363 | 4 | 1 | 4 | 3.5 | Property Parcels, Building Outlines | 1 |  | 5 | 1.6 | 0.0083104 | Modelled Flow Data Used & Depth Available | 239.1846 | 13
2149 | 2350 | 16275 | 10004148 | 193376 | DSB02 | Branch 2 Portland Road | Gravity | Pipe | Tunnelled | OP | BRICK | None | 1911-06-30 | 4.41 | 4.15 | dwg | OM | Transmission | Legacy | 2 |  |  | 4 | 840 | [5 empty] | 73951 | NA |  | 148.46 |  | WSL |  | Waikato,Te Kawerau a Maki,Ngāti Whātua,Ngāti Maru,Ngāti Whātua o Ōrākei,Ngāti Tamaoho,Te Patukirikiri,Ngāti Tamaterā,Ngāti Pāoa,Ngāi Tai ki Tāmaki,Ngāti Hako,Te Ākitai Waiohua | 2.22 | 2 | 1 | 2015 | te puna wai | no | 1 | 1 | 4 | CCTV Available (0-10 Years Old) & Soil Type Available | 3.6348 | 4 | 1 | 4 | 3.5 | Property Parcels, Building Outlines | 1 |  | 5 | 1.6 | 0.0092305 | Modelled Flow Data Used & Depth Available | 148.4603 | 13
2152 | 2354 | 16956 | 10004731 | 193587 | DSB1A | Branch 1A Mission Bay | Gravity | Pipe | Buried | OP | CONC | None | 1959-06-30 | 2.07 | 1.2 | dwg | OM | Transmission | Legacy | 2 |  |  | 4 | 900 | [5 empty] | 74361 | NA |  | 857.36 |  | WSL |  | Waikato,Te Kawerau a Maki,Ngāti Whātua,Ngāti Maru,Ngāti Whātua o Ōrākei,Ngāti Tamaoho,Te Patukirikiri,Ngāti Whanaunga,Ngāti Tamaterā,Ngāti Pāoa,Ngāi Tai ki Tāmaki,Ngāti Hako,Te Ākitai Waiohua | 3 | 3 | 3 | 2008 | te puna wai | no | 1 | 1 | 3 | CCTV Available (10-20 Years Old) & Soil Type Available | 3.6295 | 4 | 2 | 4 | 3.5 | Property Parcels, Building Outlines | 1 | Significant Ecological Area - SEA_T_6137 | 5 | 1.6 | 0.022734 | Modelled Flow Data Used & Depth Available | 857.3631 | 17
638 | 663 | 15747 | 10008068 | 196888 | DSSIN | Southern Interceptor | Gravity | Pipe | Buried | OP | CONC | None | 1964-06-30 | 15.19 | 14.61 | dwg | SI | Transmission | Legacy | 1 |  |  | 4 | 900 | [5 empty] | 77290 | NA |  | 159.76 |  | WSL |  | Waikato,Te Kawerau a Maki,Ngāti Maru,Ngāti Tamaoho,Ngāti Whanaunga,Ngāti Tamaterā,Ngāi Tai ki Tāmaki,Ngāti Hako,Te Ākitai Waiohua | 3 | 3 | 3 | 2019 | CCTV Footage Review Log South_Latest.xls | no | 5 | 1 | 2 | CCTV Available (0-10 Years Old) & Soil Type Available | 3.6285 | 4 | 1 | 4 | 3.5 | Property Parcels, Building Outlines | 1 | Aquifer - Wiri Volcanic Aquifer | 5 | 1.6 | 0.013046 | Modelled Flow Data Used & Depth Available | 159.7555 | 17
559 | 582 | 15847 | 10008067 | 196737 | DSSIN | Southern Interceptor | Gravity | Pipe | Buried | OP | CONC | None | 1964-06-30 | 14.61 | 13.97 | dwg | SI | Transmission | Legacy | 1 |  |  | 4 | 900 | [5 empty] | 77289 | NA |  | 168.58 |  | WSL |  | Waikato,Te Kawerau a Maki,Ngāti Maru,Ngāti Tamaoho,Ngāti Whanaunga,Ngāti Tamaterā,Ngāi Tai ki Tāmaki,Ngāti Hako,Te Ākitai Waiohua | 3 | 3 | 3 | 2019 | CCTV Footage Review Log South_Latest.xls | no | 5 | 1 | 2 | CCTV Available (0-10 Years Old) & Soil Type Available | 3.6284 | 4 | 1 | 4 | 3.5 | Property Parcels, Building Outlines | 1 |  | 5 | 1.6 | 0.013111 | Modelled Flow Data Used & Depth Available | 168.5782 | 17
2040 | 2235 | 17341 | 10009054 | 197217 | DSTSE | Tamaki South East Branch | Gravity | Pipe | Buried | OP | CONC | None | 1998-06-30 | 16 | 15.58 | dwg | TE | Transmission | DC06038 | 2 |  |  | 4 | 825 | [5 empty] | 78150 | NA |  | 278.47 |  | WSL |  | Waikato,Ngāti Maru,Ngāti Tamaoho,Ngāti Whanaunga,Ngāti Tamaterā,Ngāti Pāoa,Ngāi Tai ki Tāmaki,Ngāti Hako,Te Ākitai Waiohua | 1.83 | 2 | 1 | 1999 | te puna wai | no | 5 | 3 | 1 | CCTV Available (20-30 Years Old) & Soil Type Available | 3.628 | 4 | 2 | 4 | 3.5 | Property Parcels, Building Outlines | 1 |  | 5 | 1.6 | 0.024391 | Modelled Flow Data Used & Depth Available | 278.474 | 13
2041 | 2236 | 17365 | 10009055 | 197425 | DSTSE | Tamaki South East Branch | Gravity | Pipe | Buried | OP | CONC | None | 1998-06-30 | 16.16 | 16.04 | dwg | TE | Transmission | DC06038 | 2 |  |  | 4 | 825 | [5 empty] | 78152 | NA |  | 96.07 |  | WSL |  | Waikato,Ngāti Maru,Ngāti Tamaoho,Ngāti Whanaunga,Ngāti Tamaterā,Ngāti Pāoa,Ngāi Tai ki Tāmaki,Ngāti Hako,Te Ākitai Waiohua | 1.18 | 1 | 1 | 1999 | te puna wai | no | 1 | 3 | 1 | CCTV Available (20-30 Years Old) & Soil Type Available | 3.628 | 4 | 2 | 4 | 3.5 | Property Parcels, Building Outlines | 1 |  | 5 | 1.6 | 0.024403 | Modelled Flow Data Used & Depth Available | 96.0735 | 7
256 | 268 | 17513 | 10009322 | 197761 | DSWIN | Western Interceptor | Gravity | Pipe | Buried | OP | CONC | None | 1964-06-30 |  |  | dwg | WI | Transmission | Legacy | 1 |  |  | 4 | 1350 | [5 empty] | 78434 | NA |  | 126.99 |  | WSL |  | Waikato,Te Kawerau a Maki,Ngāti Whātua,Ngāti Whātua o Ōrākei,Ngāti Tamaoho,Ngāti Tamaterā,Ngāi Tai ki Tāmaki,Te Ākitai Waiohua | 3 | 3 | 3 | 2016 | te puna wai | no | 1 | 3 | 2 | CCTV Available (0-10 Years Old) & Soil Type Available | 3.6066 | 4 | 5 | 5 | 2.5 | Property Parcels, Building Outlines | 1 |  | 1.5 | 1.235 | 0.26569 | Modelled Flow Data Used & Depth Available | 126.9864 | 17
244 | 256 | 17429 | 10008855 | 197110 | DSTIN | Tamaki East Interceptor | Rising | Pipe | Buried | OP | CLS | None | 1973-06-30 |  |  | dwg | TE | Transmission | Legacy | 1 |  |  | 4 | 760 | [5 empty] | 78018 | NA |  | 811.69 |  | WSL |  | Waikato,Te Kawerau a Maki,Ngāti Maru,Ngāti Whātua o Ōrākei,Ngāti Tamaoho,Ngāti Whanaunga,Ngāti Tamaterā,Ngāti Pāoa,Ngāi Tai ki Tāmaki,Ngāti Hako,Te Ākitai Waiohua | 3.82 | 4 |  |  |  | no | 1 | 1 | 5 | CCTV NOT Available or Over 30 Years Old & Soil Type Available | 3.599 | 4 | 3 | 5 | 3.5 | Property Parcels, Building Outlines | 1 | Ocean Intercept, Significant Ecological Area - SEA-M2-45w2 - Significant wading bird area | 5 | 1.665 | 0.6 | Diameter Used For Flow Approximation & Depth Available | 811.6864 | 21
30 | 32 | 16188 | 10005958 | 194785 | DSHIN | Howick Interceptor | Gravity | Pipe | Bridged | OP | CONC | None | 1964-06-30 | 10.42 | 10.34 | dwg | HI | Transmission | Legacy | 1 |  |  | 4 | 600 | [5 empty] | 75435 | NA |  | 14.99 |  | WSL |  | Waikato,Ngāti Maru,Ngāti Tamaoho,Ngāti Whanaunga,Ngāti Tamaterā,Ngāti Pāoa,Ngāi Tai ki Tāmaki,Ngāti Hako,Te Ākitai Waiohua | 2 | 2 | 2 | 2015 | CCTV Footage Review Log South_Latest.xls | no | 1 | 1 | 2 | CCTV Available (0-10 Years Old) & Soil Type Not Available | 3.599 | 4 | 3 | 5 | 3.5 | Property Parcels, Building Outlines | 1 |  | 5 | 1.665 | 0.6 | Diameter Used For Flow Approximation & Depth Available | 14.9931 | 13
4288 | 4573 | 2588511 | 10090684 | 197609 | DSTRC | Tararata Creek Branch | Rising | Pipe | Buried | OP | PE | None | 2014-06-30 | 1.85 | 7.14 | 0.1s | EI | Transmission | T0000685 | 2 |  |  | 4 | 450 | ASBUILT | ASBUILT | ASBUILT | ASBUILT | CONS | 78112 | NA |  | 580.88 | ASBUILT | WSL |  | Waikato,Te Kawerau a Maki,Ngāti Maru,Ngāti Whātua o Ōrākei,Ngāti Tamaoho,Ngāti Tamaterā,Ngāi Tai ki Tāmaki,Ngāti Hako,Te Ākitai Waiohua | 1.97 | 2 |  |  |  | no | 5 | 3 | 1 | CCTV NOT Available or Over 30 Years Old & Soil Type Available | 3.596 | 4 | 2 | 4 | 5 | Property Parcels, Schools & Hospitals | 1 | Aquifer - Auckland Isthmus Volcanic Aquifer | 1.5 | 1.94 | 0.4 | Diameter Used For Flow Approximation & Depth Available | 602.4322 | 13
1859 | 2033 | 14953 | 10008335 | 197547 | DSSP2 | Sylvia Park Rising Main 2 | Rising | Pipe | In Pipe | OP | CLS | None | 1984-06-30 |  |  | dwg | EI | Transmission | Legacy | 2 |  |  | 4 | 420 | [5 empty] | 77477 | NA |  | 60.51 |  | WSL |  | Waikato,Te Kawerau a Maki,Ngāti Whātua,Ngāti Maru,Ngāti Whātua o Ōrākei,Ngāti Tamaoho,Ngāti Whanaunga,Ngāti Tamaterā,Ngāti Pāoa,Ngāi Tai ki Tāmaki,Ngāti Hako,Te Ākitai Waiohua | 5 | 5 | 5 | 2024 | External Source/s | no | 5 | 1 | 3 |  | 3.596 | 4 | 2 | 4 | 5 | Property Parcels, KiwiRail | 1 |  | 1.5 | 1.94 | 0.4 | Diameter Used For Flow Approximation & Depth Available | 60.5093 | 24 | Confirm scope of existing project
3854 | 4131 | 913373 | 10088275 | 196058 | DSMFD | Milford Branch Sewer TS6 | Rising | Pipe | Buried | OP | CONC | None | 1961-01-01 |  |  | dwg | NI | Transmission | Legacy | 2 |  |  | 4 | 457 | [5 empty] | 65064 | NA |  | 634.13 |  | WSL |  | Te Kawerau a Maki,Ngāti Whātua,Ngāti Maru,Ngāti Whātua o Ōrākei,Ngāti Tamaoho,Ngāti Manuhiri,Te Patukirikiri,Ngāti Whanaunga,Ngāti Tamaterā,Ngāti Pāoa,Ngāi Tai ki Tāmaki,Ngāti Hako,Te Ākitai Waiohua | 3 | 3 |  |  |  | no | 3 | 3 | 3 | CCTV NOT Available or Over 30 Years Old & Soil Type Available | 3.596 | 4 | 2 | 4 | 5 | Property Parcels, Schools & Hospitals, Public Park & Sports Area | 1 |  | 1.5 | 1.94 | 0.4 | Diameter Used For Flow Approximation & Depth Available | 634.134 | 17
4164 | 4446 | 930901 | 10088274 | 195515 | DSMFD | Milford Branch Sewer TS6 | Rising | Pipe | Buried | OP | PE | None | 2003-06-22 |  |  | dwg | NI | Transmission | Legacy | 2 |  |  | 4 | 490 | [5 empty] | 65063 | NA |  | 19.45 |  | WSL |  | Te Kawerau a Maki,Ngāti Whātua,Ngāti Maru,Ngāti Whātua o Ōrākei,Ngāti Tamaoho,Ngāti Manuhiri,Te Patukirikiri,Ngāti Whanaunga,Ngāti Tamaterā,Ngāti Pāoa,Ngāi Tai ki Tāmaki,Ngāti Hako,Te Ākitai Waiohua | 1.59 | 2 |  |  |  | no | 3 | 3 | 1 | CCTV NOT Available or Over 30 Years Old & Soil Type Available | 3.596 | 4 | 2 | 4 | 5 | Schools & Hospitals | 1 |  | 1.5 | 1.94 | 0.4 | Diameter Used For Flow Approximation & Depth Available | 19.454 | 13
2217 | 2427 | 28593 | 10007540 | 196239 | DSPAS | Papakura South Branch | Rising | Pipe | Buried | OP | PE | None | 2007-05-21 | 23.96 | -0.32 | 0.1s | SI | Transmission | DC07046 | 2 |  |  | 4 | 400 | [5 empty] | 76680 | NA |  | 1833.44 |  | WSL |  | Waikato,Ngāti Maru,Ngāti Tamaoho,Ngāti Whanaunga,Ngāti Tamaterā,Ngāti Pāoa,Ngāi Tai ki Tāmaki,Ngāti Hako,Te Ākitai Waiohua | 1.21 | 1 |  |  |  | no | 1 | 3 | 1 | CCTV NOT Available or Over 30 Years Old & Soil Type Available | 3.596 | 4 | 2 | 4 | 5 | Schools & Hospitals | 1 |  | 1.5 | 1.94 | 0.4 | Diameter Used For Flow Approximation & Depth Available | 1833.4363 | 7
4127 | 4409 | 934333 | 10087874 | 194755 | DSGNH | Greenhithe Branch Sewer TS22 | Rising | Pipe | Buried | OP | CLS | None | 2005-03-01 |  |  | dwg | NI | Transmission | Legacy | 2 |  |  | 4 | 420 | [5 empty] | 64802 | NA |  | 314.89 |  | WSL |  | Te Kawerau a Maki,Ngāti Whātua,Ngāti Maru,Ngāti Whātua o Kaipara,Ngāti Whātua o Ōrākei,Ngāti Tamaoho,Ngāti Manuhiri,Ngāti Whanaunga,Ngāti Tamaterā,Ngāti Pāoa,Ngāi Tai ki Tāmaki,Ngāti Hako,Te Ākitai Waiohua | 1.21 | 1 |  |  |  | no | 1 | 3 | 1 | CCTV NOT Available or Over 30 Years Old & Soil Type Available | 3.596 | 4 | 2 | 4 | 5 | Schools & Hospitals | 1 |  | 1.5 | 1.94 | 0.4 | Diameter Used For Flow Approximation & Depth Available | 314.8856 | 7
2219 | 2429 | 31041 | 10007541 | 196663 | DSPAS | Papakura South Branch | Rising | Pipe | In Pipe | OP | PE | None | 2007-05-21 | 23.96 | -0.32 | 0.1s | SI | Transmission | DC07046 | 2 |  |  | 4 | 400 | [5 empty] | 76681 | NA |  | 94.46 |  | WSL |  | Waikato,Ngāti Maru,Ngāti Tamaoho,Ngāti Whanaunga,Ngāti Tamaterā,Ngāti Pāoa,Ngāi Tai ki Tāmaki,Ngāti Hako,Te Ākitai Waiohua | 1.21 | 1 |  |  |  | no | 1 | 3 | 1 | CCTV NOT Available or Over 30 Years Old & Soil Type Available | 3.596 | 4 | 2 | 4 | 5 | NZTA | 1 |  | 1.5 | 1.94 | 0.4 | Diameter Used For Flow Approximation & Depth Available | 94.4635 | 7
3237 | 3501 | 914102 | 10087875 | 195132 | DSGNH | Greenhithe Branch Sewer TS22 | Rising | Pipe | Buried | OP | CLS | None | 2005-03-01 |  |  | dwg | NI | Transmission | Legacy | 2 |  |  | 4 | 420 | [5 empty] | 64803 | NA |  | 12.31 |  | WSL |  | Te Kawerau a Maki,Ngāti Whātua,Ngāti Maru,Ngāti Whātua o Kaipara,Ngāti Whātua o Ōrākei,Ngāti Tamaoho,Ngāti Manuhiri,Ngāti Whanaunga,Ngāti Tamaterā,Ngāi Tai ki Tāmaki,Ngāti Hako,Te Ākitai Waiohua | 1.21 | 1 |  |  |  | no | 1 | 3 | 1 | CCTV NOT Available or Over 30 Years Old & Soil Type Available | 3.596 | 4 | 2 | 4 | 5 | Schools & Hospitals | 1 |  | 1.5 | 1.94 | 0.4 | Diameter Used For Flow Approximation & Depth Available | 12.3053 | 7
2987 | 3247 | 2569255 | 10087876 | 194910 | DSGNH | Greenhithe Branch Sewer TS22 | Rising | Pipe | Buried | OP | CLS | None | 2005-03-01 |  |  | dwg | NI | Transmission | Legacy | 2 |  |  | 4 | 420 | [5 empty] | 64804 | NA |  | 4.43 |  | WSL |  | Te Kawerau a Maki,Ngāti Whātua,Ngāti Maru,Ngāti Whātua o Kaipara,Ngāti Whātua o Ōrākei,Ngāti Tamaoho,Ngāti Manuhiri,Ngāti Whanaunga,Ngāti Tamaterā,Ngāi Tai ki Tāmaki,Ngāti Hako,Te Ākitai Waiohua | 1.21 | 1 |  |  |  | no | 1 | 3 | 1 | CCTV NOT Available or Over 30 Years Old & Soil Type Available | 3.596 | 4 | 2 | 4 | 5 | Schools & Hospitals | 1 |  | 1.5 | 1.94 | 0.4 | Diameter Used For Flow Approximation & Depth Available | 4.4285 | 7
2970 | 3229 | 2569254 | 10089127 | 193128 | DPKY1 | Kyle 1 Pump Station | Rising | Pipe | Buried | OP | CLS | None | 2005-03-01 |  |  | dwg | NI | Transmission | Legacy | 2 |  |  | 4 | 420 | [5 empty] | 63426 | NA |  | 2.32 |  | WSL |  | Te Kawerau a Maki,Ngāti Whātua,Ngāti Maru,Ngāti Whātua o Kaipara,Ngāti Whātua o Ōrākei,Ngāti Tamaoho,Ngāti Manuhiri,Ngāti Whanaunga,Ngāti Tamaterā,Ngāi Tai ki Tāmaki,Ngāti Hako,Te Ākitai Waiohua | 1.21 | 1 |  |  |  | no | 1 | 3 | 1 | CCTV NOT Available or Over 30 Years Old & Soil Type Available | 3.596 | 4 | 2 | 4 | 5 | Building Outlines, Schools & Hospitals | 1 |  | 1.5 | 1.94 | 0.4 | Diameter Used For Flow Approximation & Depth Available | 2.3166 | 7
2911 | 3169 | 2103198 | 10083169 | 196640 | DSPUH | Puhinui Branch | Gravity | Pipe | Buried | OP | PE | None | 2009-06-01 | 9.85 | 9.57 | 0.1s | SI | Transmission | T0000512 | 2 |  |  | 4 | 402 | [5 empty] | 77090 | NA |  | 114.82 |  | WSL |  | Waikato,Te Kawerau a Maki,Ngāti Maru,Ngāti Tamaoho,Ngāti Tamaterā,Ngāi Tai ki Tāmaki,Ngāti Hako,Te Ākitai Waiohua | 2 | 2 | 2 | 2015 | CCTV Footage Review Log South_Latest.xls | no | 5 | 1 | 1 | CCTV Available (0-10 Years Old) & Soil Type Available | 3.5915 | 4 | 2 | 2 | 5 | NZTA | 1 |  | 5 | 1.935 | 0.4 | Diameter Used For Flow Approximation & Depth Available | 114.8229 | 13
4327 | 4614 | 2619074 | 10095128 | 197433 | DSTSE | Tamaki South East Branch | Gravity | Pipe | Buried | OP | PE | None | 2015-11-01 | 34.75 | 34.08 | 0.1s | TE | Transmission | T0000779 | 2 |  |  | 4 | 450 | [5 empty] | 78179 | NA |  | 65.24 |  | WSL |  | Waikato,Ngāti Maru,Ngāti Tamaoho,Ngāti Whanaunga,Ngāti Tamaterā,Ngāti Pāoa,Ngāi Tai ki Tāmaki,Ngāti Hako,Te Ākitai Waiohua | 1.97 | 2 |  |  |  | no | 5 | 3 | 1 | CCTV NOT Available or Over 30 Years Old & Soil Type Available | 3.5915 | 4 | 2 | 2 | 5 | Schools & Hospitals | 1 |  | 5 | 1.935 | 0.4 | Diameter Used For Flow Approximation & Depth Available | 65.2435 | 13
3387 | 3656 | 930899 | 10088265 | 195514 | DSMFD | Milford Branch Sewer TS6 | Gravity | Pipe | Buried | OP | PE | PE | 2003-06-22 | 19.2 | 18.08 | dwg | NI | Transmission | Legacy | 2 |  |  | 4 | 490 | [5 empty] | 65058 | NA |  | 175.71 |  | WSL |  | Te Kawerau a Maki,Ngāti Whātua,Ngāti Maru,Ngāti Whātua o Ōrākei,Ngāti Tamaoho,Ngāti Manuhiri,Te Patukirikiri,Ngāti Whanaunga,Ngāti Tamaterā,Ngāti Pāoa,Ngāi Tai ki Tāmaki,Ngāti Hako,Te Ākitai Waiohua | 1.59 | 2 |  |  |  | no | 3 | 3 | 1 | CCTV NOT Available or Over 30 Years Old & Soil Type Available | 3.5915 | 4 | 2 | 2 | 5 | Schools & Hospitals | 1 |  | 5 | 1.935 | 0.4 | Diameter Used For Flow Approximation & Depth Available | 175.7144 | 13
2790 | 3037 | 302875 | 10073490 | 196192 | DSOND | Otahuhu North Branch Diversion Sewer | Gravity | Pipe | Buried | OP | PE | None | 2011-07-01 | 4 | 3.87 | dwg | EI | Transmission | T0000080 | 2 |  |  | 4 | 550 | [5 empty] | 76039 | NA |  | 47.08 |  | WSL |  | Waikato,Te Kawerau a Maki,Ngāti Maru,Ngāti Whātua o Ōrākei,Ngāti Tamaoho,Ngāti Whanaunga,Ngāti Tamaterā,Ngāti Pāoa,Ngāi Tai ki Tāmaki,Ngāti Hako,Te Ākitai Waiohua | 1.42 | 1 | 1 | 2011 | te puna wai | no | 3 | 3 | 1 | CCTV Available (10-20 Years Old) & Soil Type Available | 3.5915 | 4 | 2 | 2 | 5 | Schools & Hospitals | 1 |  | 5 | 1.935 | 0.4 | Diameter Used For Flow Approximation & Depth Available | 47.0761 | 7
4323 | 4610 | 2619075 | 10095126 | 197225 | DSTSE | Tamaki South East Branch | Gravity | Pipe | Buried | OP | PE | None | 2015-11-01 | 34 | 31.14 | 0.1s | TE | Transmission | T0000779 | 2 |  |  | 4 | 450 | [5 empty] | 78178 | NA |  | 194.1 |  | WSL |  | Waikato,Ngāti Maru,Ngāti Tamaoho,Ngāti Whanaunga,Ngāti Tamaterā,Ngāti Pāoa,Ngāi Tai ki Tāmaki,Ngāti Hako,Te Ākitai Waiohua | 1.21 | 1 |  |  |  | no | 1 | 3 | 1 | CCTV NOT Available or Over 30 Years Old & Soil Type Available | 3.5915 | 4 | 2 | 2 | 5 | Property Parcels, Schools & Hospitals | 1 |  | 5 | 1.935 | 0.4 | Diameter Used For Flow Approximation & Depth Available | 194.1042 | 7
2460 | 2677 | 15729 | 10005242 | 194688 | DSEDB | Edendale Branch | Gravity | Pipe | In Chamber | OP | CONC | None | 1988-01-30 | 25.27 | 24.99 | dwg | OM | Transmission | Legacy | 2 |  |  | 4 | 570 | [5 empty] | 74706 | NA |  | 8.39 |  | WSL |  | Waikato,Te Kawerau a Maki,Ngāti Whātua,Ngāti Maru,Ngāti Whātua o Ōrākei,Ngāti Tamaoho,Ngāti Tamaterā,Ngāi Tai ki Tāmaki,Ngāti Hako,Te Ākitai Waiohua | 3 | 3 | 3 | 2014 | te puna wai | no | 1 | 1 | 1 | CCTV Available (0-10 Years Old) & Soil Type Available | 3.5915 | 4 | 2 | 2 | 5 | Property Parcels, Schools & Hospitals | 1 |  | 5 | 1.935 | 0.4 | Diameter Used For Flow Approximation & Depth Available | 8.3915 | 17
4286 | 4571 | 2587925 | 10090681 | 194349 | DSEDC | Edgars Creek Branch | Gravity | Pipe | Buried | OP | AC | None | 1979-06-30 | 6.1 |  | 0.1s | OM | Transmission | T0000692 | 2 |  |  | 4 | 375 | [5 empty] | 74773 | NA |  | 38.18 |  | WSL |  | Te Kawerau a Maki,Ngāti Whātua,Ngāti Maru,Ngāti Whātua o Ōrākei,Ngāti Tamaoho,Ngāti Tamaterā,Ngāi Tai ki Tāmaki,Ngāti Hako,Te Ākitai Waiohua | 3 | 3 | 3 | 2016 | te puna wai | no | 1 | 1 | 2 | CCTV Available (0-10 Years Old) & Soil Type Available | 3.591 | 4 | 1 | 1 | 3.5 | Property Parcels, Building Outlines | 4 | NZ River Lines | 1.5 | 1.57 | 0.0087511 | Modelled Flow Data Used & Depth Available | 38.178 | 17
233 | 245 | 15464 | 10008782 | 197694 | DSTIN | Tamaki East Interceptor | Gravity | Pipe | Bridged | OP | CONC | None | 1973-06-30 | 8.3 | 7.99 | dwg | TE | Transmission | DC08003 | 1 |  |  | 4 | 1350 | [5 empty] | 77958 | NA |  | 60.89 |  | WSL |  | Waikato,Te Kawerau a Maki,Ngāti Maru,Ngāti Whātua o Ōrākei,Ngāti Tamaoho,Ngāti Tamaterā,Ngāti Pāoa,Ngāi Tai ki Tāmaki,Ngāti Hako,Te Ākitai Waiohua | 1.51 | 2 | 1 | 2008 | CCTV Footage Review Log South_Latest.xls | no | 1 | 1 | 2 | CCTV Available (10-20 Years Old) & Soil Type Not Available | 3.5896 | 4 | 4 | 5 | 2.5 | Property Parcels | 4 | NZ River Lines | 1 | 1.495 | 0.12825 | Modelled Flow Data Used & Depth Available | 60.893 | 13
3458 | 3731 | 932841 | 10089038 | 197447 | DSWAV | Wairau Valley Branch Sewer TS5 | Gravity | Pipe | Buried | OP | CONC | None | 1961-01-01 |  |  | dwg | NI | Transmission | Legacy | 2 |  |  | 4 | 1220 | [5 empty] | 65524 | NA |  | 126.03 |  | WSL |  | Te Kawerau a Maki,Ngāti Whātua,Ngāti Maru,Ngāti Whātua o Ōrākei,Ngāti Tamaoho,Ngāti Manuhiri,Te Patukirikiri,Ngāti Whanaunga,Ngāti Tamaterā,Ngāti Pāoa,Ngāi Tai ki Tāmaki,Ngāti Hako,Te Ākitai Waiohua | 4 | 4 | 4 | 2016 | te puna wai | yes | 1 | 1 | 3 | CCTV Available (0-10 Years Old) & Soil Type Available | 3.5875 | 4 | 4 | 5 | 2.5 | Property Parcels | 1 |  | 1.5 | 1.235 | 0.42266 | Modelled Flow Data Used & Depth Available | 126.0265 | 21
1455 | 1554 | 17514 | 10003026 | 193296 | DPWIN | PS 25 St George | Gravity | Pipe | Buried | OP | CONC | None | 1964-06-30 |  |  | dwg | WI | Transmission | Legacy | 2 |  |  | 4 | 1200 | [5 empty] | 73623 | NA |  | 10.27 |  | WSL |  | Waikato,Te Kawerau a Maki,Ngāti Whātua,Ngāti Maru,Ngāti Whātua o Ōrākei,Ngāti Tamaoho,Ngāti Tamaterā,Ngāi Tai ki Tāmaki,Ngāti Hako,Te Ākitai Waiohua | 2.67 | 3 |  |  |  | no | 5 | 3 | 2 | CCTV NOT Available or Over 30 Years Old & Soil Type Available | 3.5861 | 4 | 5 | 5 | 1 |  | 1 |  | 1.5 | 0.77 | 0.45516 | Modelled Flow Data Used & Depth Available | 10.2705 | 17
3423 | 3696 | 934597 | 10089041 | 197637 | DSWAV | Wairau Valley Branch Sewer TS5 | Gravity | Pipe | Buried | OP | CONC | None | 1961-01-01 |  |  | dwg | NI | Transmission | Legacy | 2 |  |  | 4 | 1220 | [5 empty] | 65527 | NA |  | 113.89 |  | WSL |  | Te Kawerau a Maki,Ngāti Whātua,Ngāti Maru,Ngāti Whātua o Ōrākei,Ngāti Tamaoho,Ngāti Manuhiri,Te Patukirikiri,Ngāti Whanaunga,Ngāti Tamaterā,Ngāti Pāoa,Ngāi Tai ki Tāmaki,Ngāti Hako,Te Ākitai Waiohua | 4 | 4 | 4 | 2016 | te puna wai | yes | 1 | 1 | 3 | CCTV Available (0-10 Years Old) & Soil Type Available | 3.5858 | 4 | 4 | 5 | 2.5 | Property Parcels, Building Outlines | 1 |  | 1.5 | 1.235 | 0.42113 | Modelled Flow Data Used & Depth Available | 113.8915 | 21
2965 | 3223 | 908377 | 10089042 | 197448 | DSWAV | Wairau Valley Branch Sewer TS5 | Gravity | Pipe | Buried | OP | CONC | None | 1961-01-01 |  |  | dwg | NI | Transmission | Legacy | 2 |  |  | 4 | 1220 | [5 empty] | 65528 | NA |  | 74.42 |  | WSL |  | Te Kawerau a Maki,Ngāti Whātua,Ngāti Maru,Ngāti Whātua o Ōrākei,Ngāti Tamaoho,Ngāti Manuhiri,Te Patukirikiri,Ngāti Whanaunga,Ngāti Tamaterā,Ngāti Pāoa,Ngāi Tai ki Tāmaki,Ngāti Hako,Te Ākitai Waiohua | 4 | 4 | 4 | 2016 | te puna wai | yes | 1 | 1 | 3 | CCTV Available (0-10 Years Old) & Soil Type Available | 3.5858 | 4 | 4 | 5 | 2.5 | Property Parcels, Building Outlines | 1 |  | 1.5 | 1.235 | 0.42113 | Modelled Flow Data Used & Depth Available | 74.4166 | 21
3474 | 3747 | 933317 | 10089043 | 197241 | DSWAV | Wairau Valley Branch Sewer TS5 | Gravity | Pipe | Buried | OP | CONC | None | 1961-01-01 |  |  | dwg | NI | Transmission | Legacy | 2 |  |  | 4 | 1220 | [5 empty] | 65529 | NA |  | 71.93 |  | WSL |  | Te Kawerau a Maki,Ngāti Whātua,Ngāti Maru,Ngāti Whātua o Ōrākei,Ngāti Tamaoho,Ngāti Manuhiri,Te Patukirikiri,Ngāti Whanaunga,Ngāti Tamaterā,Ngāti Pāoa,Ngāi Tai ki Tāmaki,Ngāti Hako,Te Ākitai Waiohua | 4 | 4 | 4 | 2016 | te puna wai | yes | 1 | 1 | 3 | CCTV Available (0-10 Years Old) & Soil Type Available | 3.5858 | 4 | 4 | 5 | 2.5 | Property Parcels, Building Outlines | 1 |  | 1.5 | 1.235 | 0.42113 | Modelled Flow Data Used & Depth Available | 71.9286 | 21
528 | 551 | 16546 | 10009313 | 197977 | DSWIN | Western Interceptor | Gravity | Pipe | Buried | OP | CONC | None | 1964-06-30 | 3.32 | 3.14 | dwg | WI | Transmission | Legacy | 1 |  |  | 4 | 1350 | [5 empty] | 78424 | NA |  | 147.44 |  | WSL |  | Waikato,Te Kawerau a Maki,Ngāti Whātua,Ngāti Whātua o Ōrākei,Ngāti Tamaoho,Ngāti Tamaterā,Ngāi Tai ki Tāmaki,Te Ākitai Waiohua | 3 | 3 | 3 | 2016 | te puna wai | no | 1 | 3 | 2 | CCTV Available (0-10 Years Old) & Soil Type Available | 3.5857 | 4 | 5 | 5 | 2.5 | Building Outlines | 1 |  | 1 | 1.215 | 0.26626 | Modelled Flow Data Used & Depth Available | 147.4382 | 17
469 | 489 | 35152 | 10008357 | 196977 | DSSWI | Southwestern Interceptor | Gravity | Pipe | Buried | OP | CONC | None | 1998-07-31 |  | 1.78 | dwg | SW | Transmission | GP08032 | 1 |  |  | 4 | 1500 | [5 empty] | 77512 | NA |  | 8.45 |  | WSL |  | Waikato,Te Kawerau a Maki,Ngāti Maru,Ngāti Whātua o Ōrākei,Ngāti Tamaoho,Ngāti Tamaterā,Ngāi Tai ki Tāmaki,Ngāti Hako,Te Ākitai Waiohua | 1.76 | 2 |  |  |  | no | 5 | 1 | 1 | CCTV NOT Available or Over 30 Years Old & Soil Type Available | 3.5817 | 4 | 5 | 5 | 2.5 | Property Parcels | 1 |  | 1.5 | 1.235 | 0.25254 | Modelled Flow Data Used & Depth Available | 8.4524 | 13
468 | 488 | 35153 | 10008358 | 197550 | DSSWI | Southwestern Interceptor | Gravity | Pipe | Buried | OP | CONC | None | 1998-07-31 |  |  | dwg | SW | Transmission | GP08032 | 1 |  |  | 4 | 1500 | [5 empty] | 77513 | NA |  | 20.2 |  | WSL |  | Waikato,Te Kawerau a Maki,Ngāti Maru,Ngāti Whātua o Ōrākei,Ngāti Tamaoho,Ngāti Tamaterā,Ngāi Tai ki Tāmaki,Ngāti Hako,Te Ākitai Waiohua | 1.76 | 2 |  |  |  | no | 5 | 1 | 1 | CCTV NOT Available or Over 30 Years Old & Soil Type Available | 3.5817 | 4 | 5 | 5 | 2.5 | Property Parcels | 1 |  | 1.5 | 1.235 | 0.25253 | Modelled Flow Data Used & Depth Available | 20.1993 | 13
467 | 487 | 17370 | 10008359 | 196828 | DSSWI | Southwestern Interceptor | Gravity | Pipe | Buried | OP | CONC | None | 1998-07-31 | 1.86 |  | dwg | SW | Transmission | GP08032 | 1 |  |  | 4 | 1600 | [5 empty] | 77514 | NA |  | 123.23 |  | WSL |  | Waikato,Te Kawerau a Maki,Ngāti Maru,Ngāti Whātua o Ōrākei,Ngāti Tamaoho,Ngāti Tamaterā,Ngāi Tai ki Tāmaki,Ngāti Hako,Te Ākitai Waiohua | 1.76 | 2 |  |  |  | no | 5 | 1 | 1 | CCTV NOT Available or Over 30 Years Old & Soil Type Available | 3.5815 | 4 | 5 | 5 | 2.5 | Property Parcels | 1 |  | 1.5 | 1.235 | 0.25245 | Modelled Flow Data Used & Depth Available | 123.2274 | 13
466 | 486 | 17371 | 10008360 | 316165 | DSSWI | Southwestern Interceptor | Gravity | Pipe | Buried | OP | CONC | None | 1999-06-30 |  | 1.93 | dwg | SW | Transmission | GP08032 | 1 |  |  | 4 | 1600 | [5 empty] | 77515 | NA |  | 48.51 |  | WSL |  | Waikato,Te Kawerau a Maki,Ngāti Maru,Ngāti Whātua o Ōrākei,Ngāti Tamaoho,Ngāti Tamaterā,Ngāi Tai ki Tāmaki,Ngāti Hako,Te Ākitai Waiohua | 1.76 | 2 |  |  |  | no | 5 | 1 | 1 | CCTV NOT Available or Over 30 Years Old & Soil Type Available | 3.5815 | 4 | 5 | 5 | 2.5 | Property Parcels | 1 |  | 1.5 | 1.235 | 0.25242 | Modelled Flow Data Used & Depth Available | 48.5098 | 13
519 | 542 | 16552 | 10009330 | 197763 | DSWIN | Western Interceptor | Gravity | Pipe | Buried | OP | CONC | None | 1964-06-30 | 4.68 | 4.57 | dwg | WI | Transmission | Legacy | 1 |  |  | 4 | 1350 | [5 empty] | 78442 | NA |  | 89.75 |  | WSL |  | Te Kawerau a Maki,Ngāti Whātua,Ngāti Whātua o Ōrākei,Ngāti Tamaoho,Ngāti Tamaterā,Ngāi Tai ki Tāmaki,Te Ākitai Waiohua | 3 | 3 | 3 | 2016 | te puna wai | no | 1 | 3 | 2 | CCTV Available (0-10 Years Old) & Soil Type Available | 3.5791 | 4 | 5 | 5 | 2.5 | Property Parcels | 1 |  | 1 | 1.215 | 0.26282 | Modelled Flow Data Used & Depth Available | 89.7543 | 17
62 | 68 | 16557 | 10009338 | 197982 | DSWIN | Western Interceptor | Gravity | Pipe | Buried | OP | CONC | None | 1964-06-30 | 5.44 | 5.3 | dwg | WI | Transmission | Legacy | 1 |  |  | 4 | 1350 | [5 empty] | 78451 | NA |  | 107.87 |  | WSL |  | Te Kawerau a Maki,Ngāti Whātua,Ngāti Whātua o Ōrākei,Ngāti Tamaoho,Ngāti Tamaterā,Ngāi Tai ki Tāmaki,Te Ākitai Waiohua | 3 | 3 | 3 | 2016 | te puna wai | no | 1 | 3 | 2 | CCTV Available (0-10 Years Old) & Soil Type Available | 3.577 | 4 | 5 | 5 | 2.5 | Property Parcels | 1 |  | 1 | 1.215 | 0.26175 | Modelled Flow Data Used & Depth Available | 107.8683 | 17
162 | 172 | 16469 | 10009340 | 197810 | DSWIN | Western Interceptor | Gravity | Pipe | Buried | OP | CONC | None | 1964-06-30 | 5.69 | 5.56 | dwg | WI | Transmission | Legacy | 1 |  |  | 4 | 1350 | [5 empty] | 78453 | NA |  | 109.37 |  | WSL |  | Te Kawerau a Maki,Ngāti Whātua,Ngāti Whātua o Ōrākei,Ngāti Tamaoho,Ngāti Tamaterā,Ngāi Tai ki Tāmaki,Te Ākitai Waiohua | 3 | 3 | 3 | 2016 | te puna wai | no | 1 | 3 | 2 | CCTV Available (0-10 Years Old) & Soil Type Available | 3.577 | 4 | 5 | 5 | 2.5 | Property Parcels | 1 |  | 1 | 1.215 | 0.26171 | Modelled Flow Data Used & Depth Available | 109.368 | 17
60 | 66 | 16558 | 10009339 | 197370 | DSWIN | Western Interceptor | Gravity | Pipe | Buried | OP | CONC | None | 1964-06-30 | 5.56 | 5.44 | dwg | WI | Transmission | Legacy | 1 |  |  | 4 | 1350 | [5 empty] | 78452 | NA |  | 109.66 |  | WSL |  | Te Kawerau a Maki,Ngāti Whātua,Ngāti Whātua o Ōrākei,Ngāti Tamaoho,Ngāti Tamaterā,Ngāi Tai ki Tāmaki,Te Ākitai Waiohua | 3 | 3 | 3 | 2016 | te puna wai | no | 1 | 3 | 2 | CCTV Available (0-10 Years Old) & Soil Type Available | 3.5768 | 4 | 5 | 5 | 2.5 | Property Parcels, Building Outlines | 1 |  | 1 | 1.215 | 0.26162 | Modelled Flow Data Used & Depth Available | 109.6637 | 17
50 | 56 | 15052 | 10005448 | 194368 | DSEIN | Eastern Interceptor | Gravity | Pipe | Buried | OP | CONC | None | 1964-06-30 | 13.37 | 13.28 | dwg | EI | Transmission | DU0603 | 1 |  |  | 4 | 2100 | [5 empty] | 74902 | NA |  | 160.94 |  | WSL |  | Waikato,Te Kawerau a Maki,Ngāti Whātua,Ngāti Maru,Ngāti Whātua o Ōrākei,Ngāti Tamaoho,Te Patukirikiri,Ngāti Whanaunga,Ngāti Tamaterā,Ngāti Pāoa,Ngāi Tai ki Tāmaki,Ngāti Hako,Te Ākitai Waiohua | 2 | 2 | 2 | 2010 | te puna wai | no | 1 | 3 | 2 | CCTV Available (10-20 Years Old) & Soil Type Available | 3.5752 | 4 | 5 | 5 | 1 |  | 1 |  | 1 | 0.755 | 0.45567 | Modelled Flow Data Used & Depth Available | 160.9418 | 13
3683 | 3958 | 903841 | 10089036 | 197920 | DSWAV | Wairau Valley Branch Sewer TS5 | Gravity | Pipe | Buried | OP | CONC | None | 1961-01-01 | 49.18 | 48.96 | dwg | NI | Transmission | Legacy | 2 |  |  | 4 | 1220 | [5 empty] | 65521 | NA |  | 63.85 |  | WSL |  | Te Kawerau a Maki,Ngāti Whātua,Ngāti Maru,Ngāti Whātua o Ōrākei,Ngāti Tamaoho,Ngāti Manuhiri,Te Patukirikiri,Ngāti Whanaunga,Ngāti Tamaterā,Ngāti Pāoa,Ngāi Tai ki Tāmaki,Ngāti Hako,Te Ākitai Waiohua | 2.24 | 2 | 2 | 2016 | te puna wai | yes | 1 | 1 | 3 | CCTV Available (0-10 Years Old) & Soil Type Available | 3.5702 | 4 | 4 | 5 | 2.5 | Property Parcels | 1 |  | 1 | 1.215 | 0.42266 | Modelled Flow Data Used & Depth Available | 63.8498 | 13
3463 | 3736 | 932839 | 10089037 | 197636 | DSWAV | Wairau Valley Branch Sewer TS5 | Gravity | Pipe | Buried | OP | CONC | None | 1961-01-01 | 49.48 | 49.18 | dwg | NI | Transmission | Legacy | 2 |  |  | 4 | 1220 | [5 empty] | 65523 | NA |  | 58.08 |  | WSL |  | Te Kawerau a Maki,Ngāti Whātua,Ngāti Maru,Ngāti Whātua o Ōrākei,Ngāti Tamaoho,Ngāti Manuhiri,Te Patukirikiri,Ngāti Whanaunga,Ngāti Tamaterā,Ngāti Pāoa,Ngāi Tai ki Tāmaki,Ngāti Hako,Te Ākitai Waiohua | 4 | 4 | 4 | 2016 | te puna wai | yes | 1 | 1 | 3 | CCTV Available (0-10 Years Old) & Soil Type Available | 3.5702 | 4 | 4 | 5 | 2.5 | Property Parcels, Building Outlines | 1 |  | 1 | 1.215 | 0.42266 | Modelled Flow Data Used & Depth Available | 58.0761 | 21
1139 | 1205 | 15607 | 10005350 | 194856 | DSEDC | Edgars Creek Branch | Gravity | Pipe | Buried | OP | AC | None | 1979-06-30 | 6.33 | 6.18 | dwg | OM | Transmission | Legacy | 2 |  |  | 4 | 375 | [5 empty] | 74775 | NA |  | 36.02 |  | WSL |  | Te Kawerau a Maki,Ngāti Whātua,Ngāti Maru,Ngāti Whātua o Ōrākei,Ngāti Tamaoho,Ngāti Tamaterā,Ngāi Tai ki Tāmaki,Ngāti Hako,Te Ākitai Waiohua | 2 | 2 | 2 | 2011 | te puna wai | no | 1 | 1 | 2 | CCTV Available (10-20 Years Old) & Soil Type Available | 3.5696 | 4 | 1 | 1 | 3.5 | Property Parcels, Building Outlines | 4 | NZ River Lines | 1 | 1.55 | 0.0034297 | Modelled Flow Data Used & Depth Available | 36.0246 | 13
3491 | 3764 | 932842 | 10089039 | 197240 | DSWAV | Wairau Valley Branch Sewer TS5 | Gravity | Pipe | Buried | OP | CONC | None | 1961-01-01 | 50.02 | 49.72 | dwg | NI | Transmission | Legacy | 2 |  |  | 4 | 1220 | [5 empty] | 65525 | NA |  | 86.11 |  | WSL |  | Te Kawerau a Maki,Ngāti Whātua,Ngāti Maru,Ngāti Whātua o Ōrākei,Ngāti Tamaoho,Ngāti Manuhiri,Te Patukirikiri,Ngāti Whanaunga,Ngāti Tamaterā,Ngāti Pāoa,Ngāi Tai ki Tāmaki,Ngāti Hako,Te Ākitai Waiohua | 4 | 4 | 4 | 2016 | te puna wai | yes | 1 | 1 | 3 | CCTV Available (0-10 Years Old) & Soil Type Available | 3.5693 | 4 | 4 | 5 | 2.5 | Property Parcels, Building Outlines | 1 |  | 1 | 1.215 | 0.4219 | Modelled Flow Data Used & Depth Available | 86.1079 | 21
3702 | 3977 | 903821 | 10089040 | 197921 | DSWAV | Wairau Valley Branch Sewer TS5 | Gravity | Pipe | Buried | OP | CONC | None | 1961-01-01 | 50.13 | 50.02 | dwg | NI | Transmission | Legacy | 2 |  |  | 4 | 1220 | [5 empty] | 65526 | NA |  | 52.74 |  | WSL |  | Te Kawerau a Maki,Ngāti Whātua,Ngāti Maru,Ngāti Whātua o Ōrākei,Ngāti Tamaoho,Ngāti Manuhiri,Te Patukirikiri,Ngāti Whanaunga,Ngāti Tamaterā,Ngāti Pāoa,Ngāi Tai ki Tāmaki,Ngāti Hako,Te Ākitai Waiohua | 4 | 4 | 4 | 2016 | te puna wai | yes | 1 | 1 | 3 | CCTV Available (0-10 Years Old) & Soil Type Available | 3.5693 | 4 | 4 | 5 | 2.5 | Property Parcels, Building Outlines | 1 |  | 1 | 1.215 | 0.4219 | Modelled Flow Data Used & Depth Available | 52.739 | 21
1559 | 1682 | 16300 | 10004871 | 193481 | DSB7A | Branch 7A Morningside | Gravity | Pipe | Buried | OP | CONC | RBLOC | 1912-06-30 | 15.83 | 15.51 | dwg | OM | Transmission | Legacy | 2 |  |  | 4 | 610 | [5 empty] | 74448 | NA |  | 59.87 |  | WSL |  | Te Kawerau a Maki,Ngāti Whātua,Ngāti Maru,Ngāti Whātua o Ōrākei,Ngāti Tamaoho,Ngāti Tamaterā,Ngāi Tai ki Tāmaki,Ngāti Hako,Te Ākitai Waiohua | 2 | 2 | 2 | 2017 | CCTV Footage Review Log South_Latest.xls | no | 1 | 1 | 1 | CCTV Available (0-10 Years Old) & Soil Type Available | 3.5522 | 4 | 1 | 3 | 3.5 | Property Parcels, Building Outlines | 1 |  | 5 | 1.535 | 0.0001866 | Modelled Flow Data Used & Depth Available | 59.8746 | 13
511 | 534 | 16561 | 10009347 | 197372 | DSWIN | Western Interceptor | Gravity | Pipe | Buried | OP | CONC | None | 1964-06-30 | 6.52 | 6.38 | dwg | WI | Transmission | Legacy | 1 |  |  | 4 | 1350 | [5 empty] | 78461 | NA |  | 131.72 |  | WSL |  | Te Kawerau a Maki,Ngāti Whātua,Ngāti Whātua o Ōrākei,Ngāti Tamaoho,Ngāti Tamaterā,Te Ākitai Waiohua | 2 | 2 | 2 | 2016 | te puna wai | no | 1 | 3 | 2 | CCTV Available (0-10 Years Old) & Soil Type Available | 3.5516 | 4 | 5 | 5 | 2.5 | Property Parcels, Building Outlines | 1 |  | 1 | 1.215 | 0.24858 | Modelled Flow Data Used & Depth Available | 131.7209 | 13
4049 | 4328 | 928018 | 10088964 | 197908 | DSWAU | Wairau Branch Sewer TS4 | Gravity | Pipe | Buried | OP | CONC | None | 1960-01-01 |  |  | dwg | NI | Transmission | Legacy | 2 |  |  | 4 | 1220 | [5 empty] | 65473 | NA |  | 18.86 |  | WSL |  | Te Kawerau a Maki,Ngāti Whātua,Ngāti Maru,Ngāti Whātua o Ōrākei,Ngāti Tamaoho,Ngāti Manuhiri,Te Patukirikiri,Ngāti Whanaunga,Ngāti Tamaterā,Ngāti Pāoa,Ngāi Tai ki Tāmaki,Ngāti Hako,Te Ākitai Waiohua | 3.17 | 3 |  |  |  | no | 5 | 1 | 3 | CCTV NOT Available or Over 30 Years Old & Soil Type Available | 3.5506 | 4 | 4 | 5 | 2.5 | Property Parcels, Building Outlines | 1 |  | 1.5 | 1.235 | 0.39051 | Modelled Flow Data Used & Depth Available | 18.8648 | 17
2159 | 2362 | 15003 | 10006775 | 195676 | DSONE | Onehunga Branch | Gravity | Pipe | Buried | OP | CONC | None | 1962-06-30 | 12.89 | 12.71 | dwg | WI | Transmission | Legacy | 2 |  |  | 4 | 675 | [5 empty] | 76088 | NA |  | 63.13 |  | WSL |  | Waikato,Te Kawerau a Maki,Ngāti Whātua,Ngāti Maru,Ngāti Whātua o Ōrākei,Ngāti Tamaoho,Ngāti Tamaterā,Ngāti Pāoa,Ngāi Tai ki Tāmaki,Ngāti Hako,Te Ākitai Waiohua | 2.24 | 2 | 2 | 2021 | CCTV Footage Review Log South_Latest.xls | yes | 1 | 1 | 3 | CCTV Available (0-10 Years Old) & Soil Type Available | 3.5504 | 4 | 3 | 3 | 3.5 | Property Parcels, Building Outlines | 1 | Aquifer - Mt Wellington Volcanic Aquifer | 5 | 1.535 | 0.040641 | Modelled Flow Data Used & Depth Available | 63.1252 | 13
2160 | 2363 | 14983 | 10006774 | 196052 | DSONE | Onehunga Branch | Gravity | Pipe | Buried | OP | CONC | None | 1962-06-30 | 12.71 | 12.32 | dwg | WI | Transmission | Legacy | 2 |  |  | 4 | 675 | [5 empty] | 76087 | NA |  | 118.54 |  | WSL |  | Waikato,Te Kawerau a Maki,Ngāti Whātua,Ngāti Maru,Ngāti Whātua o Ōrākei,Ngāti Tamaoho,Ngāti Tamaterā,Ngāti Pāoa,Ngāi Tai ki Tāmaki,Ngāti Hako,Te Ākitai Waiohua | 2.24 | 2 | 2 | 2021 | CCTV Footage Review Log South_Latest.xls | yes | 1 | 1 | 3 | CCTV Available (0-10 Years Old) & Soil Type Available | 3.5504 | 4 | 3 | 3 | 3.5 | Property Parcels, Building Outlines | 1 | Aquifer - Mt Wellington Volcanic Aquifer | 5 | 1.535 | 0.040657 | Modelled Flow Data Used & Depth Available | 118.5376 | 13
2249 | 2460 | 15126 | 10004395 | 193602 | DSB07 | Branch 7 Arch Hill | Gravity | Pipe | Buried | OP | CONC | None | 1976-06-30 | 14.44 | 13.55 | dwg | OM | Transmission | Legacy | 2 |  |  | 4 | 750 | [5 empty] | 74168 | NA |  | 113.86 |  | WSL |  | Te Kawerau a Maki,Ngāti Whātua,Ngāti Maru,Ngāti Whātua o Ōrākei,Ngāti Tamaoho,Ngāti Tamaterā,Ngāi Tai ki Tāmaki,Ngāti Hako,Te Ākitai Waiohua | 2.17 | 2 | 2 | 2016 | te puna wai | no | 3 | 3 | 2 | CCTV Available (0-10 Years Old) & Soil Type Available | 3.5503 | 4 | 3 | 3 | 3.5 | Property Parcels, Building Outlines | 1 |  | 5 | 1.535 | 0.041195 | Modelled Flow Data Used & Depth Available | 113.8641 | 13
379 | 395 | 15696 | 10008021 | 196572 | DSSIN | Southern Interceptor | Gravity | Pipe | Buried | OP | CONC | None | 1965-06-30 | 7.82 | 7.51 | 0.1s | SI | Transmission | DC05043 | 1 |  |  | 4 | 675 | [5 empty] | 77359 | NA |  | 144.51 |  | WSL |  | Waikato,Ngāti Maru,Ngāti Tamaoho,Ngāti Whanaunga,Ngāti Tamaterā,Ngāti Pāoa,Ngāi Tai ki Tāmaki,Ngāti Hako,Te Ākitai Waiohua | 2 | 2 | 2 | 2019 | CCTV Footage Review Log South_Latest.xls | no | 1 | 3 | 2 | CCTV Available (0-10 Years Old) & Soil Type Available | 3.5502 | 4 | 3 | 3 | 3.5 | Property Parcels, Building Outlines | 1 |  | 5 | 1.535 | 0.04392 | Modelled Flow Data Used & Depth Available | 144.5114 | 13
380 | 396 | 15698 | 10008023 | 196726 | DSSIN | Southern Interceptor | Gravity | Pipe | Buried | OP | CONC | None | 1965-06-30 | 8.64 | 8.23 | 0.1s | SI | Transmission | DC05043 | 1 |  |  | 4 | 675 | [5 empty] | 77361 | NA |  | 172.38 |  | WSL |  | Waikato,Ngāti Maru,Ngāti Tamaoho,Ngāti Whanaunga,Ngāti Tamaterā,Ngāti Pāoa,Ngāi Tai ki Tāmaki,Ngāti Hako,Te Ākitai Waiohua | 2.39 | 2 | 2 | 2019 | CCTV Footage Review Log South_Latest.xls | no | 5 | 3 | 2 | CCTV Available (0-10 Years Old) & Soil Type Available | 3.5502 | 4 | 3 | 3 | 3.5 | Property Parcels, Building Outlines | 1 |  | 5 | 1.535 | 0.044048 | Modelled Flow Data Used & Depth Available | 172.3751 | 13
2173 | 2376 | 15012 | 10006761 | 195822 | DSONE | Onehunga Branch | Gravity | Pipe | Buried | OP | CONC | None | 1962-06-30 | 4.87 | 4.59 | dwg | WI | Transmission | Legacy | 2 |  |  | 4 | 675 | [5 empty] | 76074 | NA |  | 82.96 |  | WSL |  | Waikato,Te Kawerau a Maki,Ngāti Whātua,Ngāti Maru,Ngāti Whātua o Ōrākei,Ngāti Tamaoho,Ngāti Tamaterā,Ngāti Pāoa,Ngāi Tai ki Tāmaki,Ngāti Hako,Te Ākitai Waiohua | 2.24 | 2 | 2 | 2021 | CCTV Footage Review Log South_Latest.xls | yes | 1 | 1 | 3 | CCTV Available (0-10 Years Old) & Soil Type Available | 3.5502 | 4 | 3 | 3 | 3.5 | Property Parcels, Building Outlines | 1 | Aquifer - Onehunga Volcanic Aquifer | 5 | 1.535 | 0.04466 | Modelled Flow Data Used & Depth Available | 82.9634 | 13
59 | 65 | 16939 | 10009352 | 197813 | DSWIN | Western Interceptor | Gravity | Pipe | Buried | OP | CONC | None | 1964-06-30 | 7.25 | 7.13 | dwg | WI | Transmission | DC07047 | 1 |  |  | 4 | 1350 | [5 empty] | 78466 | NA |  | 73.74 |  | WSL |  | Te Kawerau a Maki,Ngāti Whātua,Ngāti Whātua o Ōrākei,Ngāti Tamaoho,Ngāti Tamaterā,Te Ākitai Waiohua | 3 | 3 | 3 | 2016 | te puna wai | no | 1 | 3 | 2 | CCTV Available (0-10 Years Old) & Soil Type Available | 3.5501 | 4 | 5 | 5 | 2.5 | Property Parcels | 1 |  | 1 | 1.215 | 0.24779 | Modelled Flow Data Used & Depth Available | 73.7394 | 17
1272 | 1361 | 16764 | 10009182 | 197938 | DSWHE | Whenuapai Branch | Gravity | Pipe | Buried | OP | CONC | None | 1965-06-30 | 6.09 | 6.01 | dwg | WI | Transmission | Legacy | 2 |  |  | 4 | 750 | [5 empty] | 78271 | NA |  | 62.39 |  | WSL |  | Te Kawerau a Maki,Ngāti Whātua,Ngāti Maru,Ngāti Whātua o Ōrākei,Ngāti Tamaoho,Ngāti Tamaterā,Ngāti Hako,Te Ākitai Waiohua | 2 | 2 | 2 | 2017 | CCTV Footage Review Log South_Latest.xls | no | 1 | 1 | 2 | CCTV Available (0-10 Years Old) & Soil Type Available | 3.55 | 4 | 3 | 3 | 3.5 | Property Parcels, Building Outlines | 1 |  | 5 | 1.535 | 0.047127 | Modelled Flow Data Used & Depth Available | 62.386 | 13
1524 | 1637 | 17433 | 10009184 | 197465 | DSWHE | Whenuapai Branch | Gravity | Pipe | Buried | OP | CONC | None | 1965-06-30 | 6.12 | 6.1 | dwg | WI | Transmission | Legacy | 2 |  |  | 4 | 750 | [5 empty] | 78273 | NA |  | 16 |  | WSL |  | Te Kawerau a Maki,Ngāti Whātua,Ngāti Maru,Ngāti Whātua o Ōrākei,Ngāti Tamaoho,Ngāti Tamaterā,Ngāti Hako,Te Ākitai Waiohua | 2 | 2 | 2 | 2017 | CCTV Footage Review Log South_Latest.xls | no | 1 | 1 | 2 | CCTV Available (0-10 Years Old) & Soil Type Available | 3.55 | 4 | 3 | 3 | 3.5 | Property Parcels, Building Outlines | 1 |  | 5 | 1.535 | 0.047324 | Modelled Flow Data Used & Depth Available | 16.0045 | 13
1273 | 1362 | 16765 | 10009185 | 197258 | DSWHE | Whenuapai Branch | Gravity | Pipe | Buried | OP | CONC | None | 1965-06-30 | 6.29 | 6.12 | dwg | WI | Transmission | Legacy | 2 |  |  | 4 | 750 | [5 empty] | 78274 | NA |  | 121.61 |  | WSL |  | Te Kawerau a Maki,Ngāti Whātua,Ngāti Maru,Ngāti Whātua o Ōrākei,Ngāti Tamaoho,Ngāti Tamaterā,Ngāti Hako,Te Ākitai Waiohua | 2 | 2 | 2 | 2017 | CCTV Footage Review Log South_Latest.xls | no | 1 | 1 | 2 | CCTV Available (0-10 Years Old) & Soil Type Available | 3.55 | 4 | 3 | 3 | 3.5 | Property Parcels, Building Outlines | 1 |  | 5 | 1.535 | 0.047349 | Modelled Flow Data Used & Depth Available | 121.6137 | 13
1270 | 1359 | 16762 | 10009179 | 197654 | DSWHE | Whenuapai Branch | Gravity | Pipe | Buried | OP | CONC | None | 1965-06-30 | 5.84 | 5.76 | dwg | WI | Transmission | Legacy | 2 |  |  | 4 | 750 | [5 empty] | 78269 | NA |  | 64.08 |  | WSL |  | Te Kawerau a Maki,Ngāti Whātua,Ngāti Maru,Ngāti Whātua o Ōrākei,Ngāti Tamaoho,Ngāti Tamaterā,Ngāti Hako,Te Ākitai Waiohua | 2 | 2 | 2 | 2017 | CCTV Footage Review Log South_Latest.xls | no | 1 | 1 | 2 | CCTV Available (0-10 Years Old) & Soil Type Available | 3.55 | 4 | 3 | 3 | 3.5 | Property Parcels, Building Outlines | 1 |  | 5 | 1.535 | 0.047536 | Modelled Flow Data Used & Depth Available | 64.0758 | 13
1271 | 1360 | 16763 | 10009181 | 197257 | DSWHE | Whenuapai Branch | Gravity | Pipe | Buried | OP | CONC | None | 1965-06-30 | 6.01 | 5.84 | dwg | WI | Transmission | Legacy | 2 |  |  | 4 | 750 | [5 empty] | 78270 | NA |  | 121.09 |  | WSL |  | Te Kawerau a Maki,Ngāti Whātua,Ngāti Maru,Ngāti Whātua o Ōrākei,Ngāti Tamaoho,Ngāti Tamaterā,Ngāti Hako,Te Ākitai Waiohua | 2 | 2 | 2 | 2017 | CCTV Footage Review Log South_Latest.xls | no | 1 | 1 | 2 | CCTV Available (0-10 Years Old) & Soil Type Available | 3.55 | 4 | 3 | 3 | 3.5 | Property Parcels, Building Outlines | 1 |  | 5 | 1.535 | 0.047552 | Modelled Flow Data Used & Depth Available | 121.0938 | 13
1274 | 1363 | 16766 | 10009186 | 197939 | DSWHE | Whenuapai Branch | Gravity | Pipe | Buried | OP | CONC | None | 1965-06-30 | 6.4 | 6.29 | dwg | WI | Transmission | Legacy | 2 |  |  | 4 | 750 | [5 empty] | 78275 | NA |  | 85.1 |  | WSL |  | Te Kawerau a Maki,Ngāti Whātua,Ngāti Maru,Ngāti Whātua o Ōrākei,Ngāti Tamaoho,Ngāti Tamaterā,Ngāti Hako,Te Ākitai Waiohua | 2 | 2 | 2 | 2017 | CCTV Footage Review Log South_Latest.xls | no | 1 | 1 | 2 | CCTV Available (0-10 Years Old) & Soil Type Available | 3.55 | 4 | 3 | 3 | 3.5 | Property Parcels, Building Outlines | 1 |  | 5 | 1.535 | 0.047694 | Modelled Flow Data Used & Depth Available | 85.1004 | 13
1275 | 1364 | 16767 | 10009189 | 197259 | DSWHE | Whenuapai Branch | Gravity | Pipe | Buried | OP | CONC | None | 1965-06-30 | 6.67 | 6.44 | dwg | WI | Transmission | Legacy | 2 |  |  | 4 | 750 | [5 empty] | 78278 | NA |  | 176.1 |  | WSL |  | Te Kawerau a Maki,Ngāti Whātua,Ngāti Maru,Ngāti Whātua o Ōrākei,Ngāti Tamaoho,Ngāti Tamaterā,Ngāti Hako,Te Ākitai Waiohua | 2 | 2 | 2 | 2017 | CCTV Footage Review Log South_Latest.xls | no | 1 | 1 | 2 | CCTV Available (0-10 Years Old) & Soil Type Available | 3.55 | 4 | 3 | 3 | 3.5 | Property Parcels, Building Outlines | 1 |  | 5 | 1.535 | 0.047922 | Modelled Flow Data Used & Depth Available | 176.1025 | 13
248 | 260 | 16938 | 10009351 | 197373 | DSWIN | Western Interceptor | Gravity | Pipe | Buried | OP | CONC | None | 1964-06-30 | 7.13 | 6.97 | dwg | WI | Transmission | Legacy | 1 |  |  | 4 | 1350 | [5 empty] | 78465 | NA |  | 149.12 |  | WSL |  | Te Kawerau a Maki,Ngāti Whātua,Ngāti Whātua o Ōrākei,Ngāti Tamaoho,Ngāti Tamaterā,Te Ākitai Waiohua | 3 | 3 | 3 | 2016 | te puna wai | no | 1 | 3 | 2 | CCTV Available (0-10 Years Old) & Soil Type Available | 3.5498 | 4 | 5 | 5 | 2.5 | Property Parcels | 1 |  | 1 | 1.215 | 0.24764 | Modelled Flow Data Used & Depth Available | 149.1206 | 17
3455 | 3728 | 928117 | 10088965 | 197227 | DSWAU | Wairau Branch Sewer TS4 | Gravity | Pipe | Buried | OP | CONC | None | 1960-01-01 |  |  | dwg | NI | Transmission | Legacy | 2 |  |  | 4 | 1220 | [5 empty] | 65474 | NA |  | 122.09 |  | WSL |  | Te Kawerau a Maki,Ngāti Whātua,Ngāti Maru,Ngāti Whātua o Ōrākei,Ngāti Tamaoho,Ngāti Manuhiri,Te Patukirikiri,Ngāti Whanaunga,Ngāti Tamaterā,Ngāti Pāoa,Ngāi Tai ki Tāmaki,Ngāti Hako,Te Ākitai Waiohua | 3.17 | 3 |  |  |  | no | 5 | 1 | 3 | CCTV NOT Available or Over 30 Years Old & Soil Type Available | 3.5497 | 4 | 4 | 5 | 2.5 | Property Parcels, Building Outlines | 1 |  | 1.5 | 1.235 | 0.38974 | Modelled Flow Data Used & Depth Available | 122.0903 | 17
1509 | 1616 | 16901 | 10008486 | 196908 | DSSWN | Swanson Branch | Gravity | Pipe | Buried | OP | CONC | None | 1965-06-30 | 1.24 | 1.01 | dwg | WI | Transmission | Legacy | 2 |  |  | 4 | 750 | [5 empty] | 77753 | NA |  | 132.01 |  | WSL |  | Te Kawerau a Maki,Ngāti Whātua,Ngāti Whātua o Ōrākei,Ngāti Tamaoho,Ngāti Tamaterā,Te Ākitai Waiohua | 2.33 | 2 | 2 | 2009 | te puna wai | no | 5 | 1 | 2 | CCTV Available (10-20 Years Old) & Soil Type Available | 3.5497 | 4 | 3 | 3 | 3.5 | Property Parcels, Building Outlines | 1 |  | 5 | 1.535 | 0.052864 | Modelled Flow Data Used & Depth Available | 132.014 | 13
1510 | 1617 | 16862 | 10008485 | 197172 | DSSWN | Swanson Branch | Gravity | Pipe | Buried | OP | CONC | None | 1965-06-30 | 1.01 | 0.79 | dwg | WI | Transmission | Legacy | 2 |  |  | 4 | 750 | [5 empty] | 77752 | NA |  | 126.94 |  | WSL |  | Te Kawerau a Maki,Ngāti Whātua,Ngāti Whātua o Ōrākei,Ngāti Tamaoho,Ngāti Tamaterā,Te Ākitai Waiohua | 2.33 | 2 | 2 | 2009 | te puna wai | no | 5 | 1 | 2 | CCTV Available (10-20 Years Old) & Soil Type Available | 3.5497 | 4 | 3 | 3 | 3.5 | Property Parcels, Building Outlines | 1 |  | 5 | 1.535 | 0.053051 | Modelled Flow Data Used & Depth Available | 126.9379 | 13
245 | 257 | 16937 | 10009350 | 197985 | DSWIN | Western Interceptor | Gravity | Pipe | Buried | OP | CONC | None | 1964-06-30 | 6.97 | 6.81 | dwg | WI | Transmission | Legacy | 1 |  |  | 4 | 1350 | [5 empty] | 78464 | NA |  | 153.07 |  | WSL |  | Te Kawerau a Maki,Ngāti Whātua,Ngāti Whātua o Ōrākei,Ngāti Tamaoho,Ngāti Tamaterā,Te Ākitai Waiohua | 3 | 3 | 3 | 2016 | te puna wai | no | 5 | 3 | 2 | CCTV Available (0-10 Years Old) & Soil Type Available | 3.5496 | 4 | 5 | 5 | 2.5 | Property Parcels | 1 |  | 1 | 1.215 | 0.24754 | Modelled Flow Data Used & Depth Available | 153.069 | 17
1631 | 1777 | 16330 | 10005103 | 193964 | DSBBH | Bucklands Beach Branch | Gravity | Pipe | Buried | OP | CONC | None | 1966-06-30 | 8.61 | 8.49 | dwg | HI | Transmission | Legacy | 2 |  |  | 4 | 635 | [5 empty] | 74569 | NA |  | 94.52 |  | WSL |  | Waikato,Ngāti Maru,Ngāti Tamaoho,Ngāti Whanaunga,Ngāti Tamaterā,Ngāti Pāoa,Ngāi Tai ki Tāmaki,Ngāti Hako,Te Ākitai Waiohua | 2 | 2 | 2 | 2018 | te puna wai | no | 1 | 3 | 2 | CCTV Available (0-10 Years Old) & Soil Type Available | 3.5496 | 4 | 3 | 3 | 3.5 | Property Parcels, Building Outlines, Public Park & Sports Area | 1 |  | 5 | 1.535 | 0.055319 | Modelled Flow Data Used & Depth Available | 94.5227 | 13
2142 | 2343 | 15485 | 10004494 | 193528 | DSB08 | Branch 8 Mt Albert | Gravity | Pipe | Buried | OP | CONC | None | 1920-06-30 | 20.18 | 20.06 | dwg | OM | Transmission | Legacy | 2 |  |  | 4 | 600 | [5 empty] | 74217 | NA |  | 20.51 |  | WSL |  | Waikato,Te Kawerau a Maki,Ngāti Whātua,Ngāti Maru,Ngāti Whātua o Ōrākei,Ngāti Tamaoho,Ngāti Tamaterā,Ngāi Tai ki Tāmaki,Ngāti Hako,Te Ākitai Waiohua | 3.31 | 3 | 2 | 2010 | te puna wai | no | 1 | 1 | 5 | CCTV Available (10-20 Years Old) & Soil Type Available | 3.5492 | 4 | 3 | 3 | 3.5 | Property Parcels, Building Outlines | 1 | Aquifer - Western Springs Volcanic Aquifer | 5 | 1.535 | 0.062374 | Modelled Flow Data Used & Depth Available | 20.5079 | 17
31 | 33 | 16187 | 10005957 | 195465 | DSHIN | Howick Interceptor | Gravity | Pipe | Buried | OP | CONC | None | 1964-06-30 | 10.34 | 10.1 | dwg | HI | Transmission | Legacy | 1 |  |  | 4 | 600 | [5 empty] | 75434 | NA |  | 62.7 |  | WSL |  | Waikato,Ngāti Maru,Ngāti Tamaoho,Ngāti Whanaunga,Ngāti Tamaterā,Ngāti Pāoa,Ngāi Tai ki Tāmaki,Ngāti Hako,Te Ākitai Waiohua | 1.92 | 2 |  |  |  | no | 1 | 3 | 2 | CCTV NOT Available or Over 30 Years Old & Soil Type Available | 3.5491 | 4 | 3 | 3 | 3.5 | Property Parcels, Building Outlines | 1 |  | 5 | 1.535 | 0.0649 | Modelled Flow Data Used & Depth Available | 62.7032 | 13
28 | 30 | 17017 | 10005960 | 194939 | DSHIN | Howick Interceptor | Gravity | Pipe | Buried | OP | CONC | None | 1964-06-30 | 10.86 | 10.48 | dwg | HI | Transmission | Legacy | 1 |  |  | 4 | 600 | [5 empty] | 75437 | NA |  | 93 |  | WSL |  | Waikato,Ngāti Maru,Ngāti Tamaoho,Ngāti Whanaunga,Ngāti Tamaterā,Ngāti Pāoa,Ngāi Tai ki Tāmaki,Ngāti Hako,Te Ākitai Waiohua | 2 | 2 | 2 | 2015 | CCTV Footage Review Log South_Latest.xls | no | 1 | 3 | 2 | CCTV Available (0-10 Years Old) & Soil Type Available | 3.5491 | 4 | 3 | 3 | 3.5 | Property Parcels, Building Outlines | 1 |  | 5 | 1.535 | 0.064926 | Modelled Flow Data Used & Depth Available | 93.0043 | 13
2185 | 2395 | 15267 | 10004487 | 193770 | DSB08 | Branch 8 Mt Albert | Gravity | Pipe | Buried | OP | CONC | None | 1920-06-30 | 17.46 | 17.24 | dwg | OM | Transmission | Legacy | 2 |  |  | 4 | 750 | [5 empty] | 74210 | NA |  | 92.23 |  | WSL |  | Te Kawerau a Maki,Ngāti Whātua,Ngāti Maru,Ngāti Whātua o Ōrākei,Ngāti Tamaoho,Ngāti Tamaterā,Ngāi Tai ki Tāmaki,Ngāti Hako,Te Ākitai Waiohua | 3.59 | 4 | 3 | 2011 | te puna wai | no | 1 | 1 | 5 | CCTV Available (10-20 Years Old) & Soil Type Available | 3.549 | 4 | 3 | 3 | 3.5 | Property Parcels, Building Outlines | 1 | Aquifer - Western Springs Volcanic Aquifer | 5 | 1.535 | 0.066702 | Modelled Flow Data Used & Depth Available | 92.2347 | 21
2186 | 2396 | 15268 | 10004486 | 193375 | DSB08 | Branch 8 Mt Albert | Gravity | Pipe | Buried | OP | CONC | None | 1920-06-30 | 17.24 | 17.03 | dwg | OM | Transmission | Legacy | 2 |  |  | 4 | 750 | [5 empty] | 74209 | NA |  | 88.7 |  | WSL |  | Te Kawerau a Maki,Ngāti Whātua,Ngāti Maru,Ngāti Whātua o Ōrākei,Ngāti Tamaoho,Ngāti Tamaterā,Ngāi Tai ki Tāmaki,Ngāti Hako,Te Ākitai Waiohua | 3.59 | 4 | 3 | 2010 | te puna wai | no | 1 | 1 | 5 | CCTV Available (10-20 Years Old) & Soil Type Available | 3.5489 | 4 | 3 | 3 | 3.5 | Property Parcels, Building Outlines | 1 | Aquifer - Western Springs Volcanic Aquifer | 5 | 1.535 | 0.06768 | Modelled Flow Data Used & Depth Available | 88.7033 | 21
648 | 677 | 15269 | 10004485 | 193526 | DSB08 | Branch 8 Mt Albert | Gravity | Pipe | Buried | OP | CONC | None | 1920-06-30 | 17.03 | 16.95 | dwg | OM | Transmission | Legacy | 2 |  |  | 4 | 750 | [5 empty] | 74208 | NA |  | 31.86 |  | WSL |  | Te Kawerau a Maki,Ngāti Whātua,Ngāti Maru,Ngāti Whātua o Ōrākei,Ngāti Tamaoho,Ngāti Tamaterā,Ngāi Tai ki Tāmaki,Ngāti Hako,Te Ākitai Waiohua | 3.59 | 4 | 3 | 2010 | te puna wai | no | 1 | 1 | 5 | CCTV Available (10-20 Years Old) & Soil Type Available | 3.5489 | 4 | 3 | 3 | 3.5 | Property Parcels, Building Outlines | 1 | Aquifer - Western Springs Volcanic Aquifer | 5 | 1.535 | 0.067728 | Modelled Flow Data Used & Depth Available | 31.8611 | 21
649 | 678 | 15270 | 10004484 | 193618 | DSB08 | Branch 8 Mt Albert | Gravity | Pipe | Buried | OP | CONC | None | 1920-06-30 | 16.95 | 16.86 | dwg | OM | Transmission | Legacy | 2 |  |  | 4 | 750 | [5 empty] | 74207 | NA |  | 37.06 |  | WSL |  | Te Kawerau a Maki,Ngāti Whātua,Ngāti Maru,Ngāti Whātua o Ōrākei,Ngāti Tamaoho,Ngāti Tamaterā,Ngāi Tai ki Tāmaki,Ngāti Hako,Te Ākitai Waiohua | 3.59 | 4 | 3 | 2010 | te puna wai | no | 1 | 1 | 5 | CCTV Available (10-20 Years Old) & Soil Type Available | 3.5489 | 4 | 3 | 3 | 3.5 | Property Parcels, Building Outlines | 1 | Aquifer - Western Springs Volcanic Aquifer | 5 | 1.535 | 0.067757 | Modelled Flow Data Used & Depth Available | 37.0576 | 21
650 | 679 | 15271 | 10004483 | 193769 | DSB08 | Branch 8 Mt Albert | Gravity | Pipe | Buried | OP | CONC | None | 1920-06-30 | 16.86 | 16.71 | dwg | OM | Transmission | Legacy | 2 |  |  | 4 | 750 | [5 empty] | 74206 | NA |  | 62.4 |  | WSL |  | Te Kawerau a Maki,Ngāti Whātua,Ngāti Maru,Ngāti Whātua o Ōrākei,Ngāti Tamaoho,Ngāti Tamaterā,Ngāi Tai ki Tāmaki,Ngāti Hako,Te Ākitai Waiohua | 3.59 | 4 | 3 | 2010 | te puna wai | no | 1 | 1 | 5 | CCTV Available (10-20 Years Old) & Soil Type Available | 3.5489 | 4 | 3 | 3 | 3.5 | Property Parcels, Building Outlines | 1 | Aquifer - Western Springs Volcanic Aquifer | 5 | 1.535 | 0.06823 | Modelled Flow Data Used & Depth Available | 62.4032 | 21
2187 | 2397 | 15272 | 10004482 | 193374 | DSB08 | Branch 8 Mt Albert | Gravity | Pipe | Buried | OP | CONC | None | 1920-06-30 | 16.71 | 16.58 | dwg | OM | Transmission | Legacy | 2 |  |  | 4 | 750 | [5 empty] | 74205 | NA |  | 54.86 |  | WSL |  | Te Kawerau a Maki,Ngāti Whātua,Ngāti Maru,Ngāti Whātua o Ōrākei,Ngāti Tamaoho,Ngāti Tamaterā,Ngāi Tai ki Tāmaki,Ngāti Hako,Te Ākitai Waiohua | 3.31 | 3 | 2 | 2010 | te puna wai | no | 1 | 1 | 5 | CCTV Available (10-20 Years Old) & Soil Type Available | 3.5489 | 4 | 3 | 3 | 3.5 | Property Parcels, Building Outlines | 1 | Aquifer - Western Springs Volcanic Aquifer | 5 | 1.535 | 0.068738 | Modelled Flow Data Used & Depth Available | 54.8646 | 17
2188 | 2398 | 15273 | 10004481 | 193525 | DSB08 | Branch 8 Mt Albert | Gravity | Pipe | Buried | OP | CONC | None | 1920-06-30 | 16.58 | 16.29 | dwg | OM | Transmission | Legacy | 2 |  |  | 4 | 750 | [5 empty] | 74204 | NA |  | 124.15 |  | WSL |  | Te Kawerau a Maki,Ngāti Whātua,Ngāti Maru,Ngāti Whātua o Ōrākei,Ngāti Tamaoho,Ngāti Tamaterā,Ngāi Tai ki Tāmaki,Ngāti Hako,Te Ākitai Waiohua | 3.31 | 3 | 2 | 2012 | te puna wai | no | 1 | 1 | 5 | CCTV Available (10-20 Years Old) & Soil Type Available | 3.5489 | 4 | 3 | 3 | 3.5 | Property Parcels, Building Outlines | 1 | Aquifer - Western Springs Volcanic Aquifer | 5 | 1.535 | 0.068812 | Modelled Flow Data Used & Depth Available | 124.1491 | 17
2189 | 2399 | 15274 | 10004480 | 193617 | DSB08 | Branch 8 Mt Albert | Gravity | Pipe | Buried | OP | CONC | None | 1920-06-30 | 14.58 | 14.09 | dwg | OM | Transmission | Legacy | 2 |  |  | 4 | 600 | [5 empty] | 74203 | NA |  | 66.01 |  | WSL |  | Te Kawerau a Maki,Ngāti Whātua,Ngāti Maru,Ngāti Whātua o Ōrākei,Ngāti Tamaoho,Ngāti Tamaterā,Ngāi Tai ki Tāmaki,Ngāti Hako,Te Ākitai Waiohua | 3.03 | 3 | 1 | 2013 | te puna wai | no | 1 | 1 | 5 | CCTV Available (10-20 Years Old) & Soil Type Available | 3.5489 | 4 | 3 | 3 | 3.5 | Property Parcels, Building Outlines | 1 | Aquifer - Western Springs Volcanic Aquifer | 5 | 1.535 | 0.068822 | Modelled Flow Data Used & Depth Available | 66.0147 | 17
1260 | 1349 | 16752 | 10009167 | 197461 | DSWHE | Whenuapai Branch | Gravity | Pipe | In Tunnel | OP | CONC | None | 1965-06-30 | 0.5 | -0.5 | 0.1s | WI | Transmission | Legacy | 2 |  |  | 4 | 750 | [5 empty] | 78257 | NA |  | 417.98 |  | WSL |  | Te Kawerau a Maki,Ngāti Whātua,Ngāti Whātua o Ōrākei,Ngāti Tamaoho,Ngāti Tamaterā,Te Ākitai Waiohua | 2 | 2 | 2 | 2017 | CCTV Footage Review Log South_Latest.xls | no | 1 | 3 | 2 | CCTV Available (0-10 Years Old) & Soil Type Available | 3.5489 | 4 | 3 | 3 | 3.5 | Property Parcels, Building Outlines | 1 | Significant Ecological Area - SEA_T_4849 | 5 | 1.535 | 0.069292 | Modelled Flow Data Used & Depth Available | 417.9815 | 13
1259 | 1348 | 16751 | 10009163 | 197460 | DSWHE | Whenuapai Branch | Gravity | Pipe | Buried | OP | CONC | None | 1965-06-30 | -1.82 | -2.12 | dwg | WI | Transmission | Legacy | 2 |  |  | 4 | 750 | [5 empty] | 78254 | NA |  | 169.23 |  | WSL |  | Te Kawerau a Maki,Ngāti Whātua,Ngāti Whātua o Ōrākei,Ngāti Tamaoho,Ngāti Tamaterā,Te Ākitai Waiohua | 2.27 | 2 | 2 | 2017 | CCTV Footage Review Log South_Latest.xls | no | 5 | 1 | 2 | CCTV Available (0-10 Years Old) & Soil Type Available | 3.5488 | 4 | 3 | 3 | 3.5 | Property Parcels, Building Outlines | 1 | Ocean Intercept | 5 | 1.535 | 0.070237 | Modelled Flow Data Used & Depth Available | 169.2316 | 13
1949 | 2134 | 16075 | 10007235 | 196449 | DSOTB | Otara Branch | Gravity | Pipe | Tunnelled | OP | CONC | None | 1961-06-30 | 1.84 | 0.53 | dwg | SI | Transmission | Legacy | 2 |  |  | 4 | 750 | [5 empty] | 76414 | NA |  | 603.37 |  | WSL |  | Waikato,Te Kawerau a Maki,Ngāti Maru,Ngāti Tamaoho,Ngāti Whanaunga,Ngāti Tamaterā,Ngāti Pāoa,Ngāi Tai ki Tāmaki,Ngāti Hako,Te Ākitai Waiohua | 2.45 | 2 | 2 | 2008 | te puna wai | no | 1 | 3 | 3 | CCTV Available (10-20 Years Old) & Soil Type Available | 3.5486 | 4 | 3 | 3 | 3.5 | Property Parcels, Building Outlines | 1 |  | 5 | 1.535 | 0.074295 | Modelled Flow Data Used & Depth Available | 603.3749 | 13
858 | 898 | 16087 | 10007236 | 195952 | DSOTB | Otara Branch | Gravity | Pipe | Tunnelled | OP | CONC | None | 1961-06-30 | 2.89 | 1.84 | dwg | SI | Transmission | Legacy | 2 |  |  | 4 | 750 | [5 empty] | 76415 | NA |  | 487.57 |  | WSL |  | Waikato,Te Kawerau a Maki,Ngāti Maru,Ngāti Tamaoho,Ngāti Whanaunga,Ngāti Tamaterā,Ngāti Pāoa,Ngāi Tai ki Tāmaki,Ngāti Hako,Te Ākitai Waiohua | 2.36 | 2 | 2 | 2016 | CCTV Footage Review Log South_Latest.xls | no | 1 | 3 | 3 | CCTV Available (0-10 Years Old) & Soil Type Available | 3.5486 | 4 | 3 | 3 | 3.5 | Property Parcels, Building Outlines | 1 | Place Of Historic Heritage - Stables | 5 | 1.535 | 0.074304 | Modelled Flow Data Used & Depth Available | 487.5652 | 13
2191 | 2401 | 15277 | 10004477 | 193518 | DSB08 | Branch 8 Mt Albert | Gravity | Pipe | Buried | OP | CONC | None | 1920-06-30 | 11.98 | 11.53 | dwg | OM | Transmission | Legacy | 2 |  |  | 4 | 675 | [5 empty] | 74200 | NA |  | 148.86 |  | WSL |  | Te Kawerau a Maki,Ngāti Whātua,Ngāti Maru,Ngāti Whātua o Ōrākei,Ngāti Tamaoho,Ngāti Tamaterā,Ngāi Tai ki Tāmaki,Ngāti Hako,Te Ākitai Waiohua | 3.18 | 3 | 1 | 2013 | te puna wai | no | 1 | 3 | 5 | CCTV Available (10-20 Years Old) & Soil Type Available | 3.5485 | 4 | 3 | 3 | 3.5 | Property Parcels, Building Outlines | 1 | Aquifer - Western Springs Volcanic Aquifer | 5 | 1.535 | 0.075337 | Modelled Flow Data Used & Depth Available | 148.8602 | 17
2192 | 2402 | 15278 | 10004476 | 193616 | DSB08 | Branch 8 Mt Albert | Gravity | Pipe | Tunnelled | OP | CONC | None | 1920-06-30 | 11.53 | 11.47 | dwg | OM | Transmission | Legacy | 2 |  |  | 4 | 675 | [5 empty] | 74199 | NA |  | 20.82 |  | WSL |  | Te Kawerau a Maki,Ngāti Whātua,Ngāti Maru,Ngāti Whātua o Ōrākei,Ngāti Tamaoho,Ngāti Tamaterā,Ngāi Tai ki Tāmaki,Ngāti Hako,Te Ākitai Waiohua | 3.18 | 3 | 1 | 2013 | te puna wai | no | 1 | 3 | 5 | CCTV Available (10-20 Years Old) & Soil Type Available | 3.5485 | 4 | 3 | 3 | 3.5 | Property Parcels, Building Outlines | 1 | Aquifer - Western Springs Volcanic Aquifer | 5 | 1.535 | 0.075379 | Modelled Flow Data Used & Depth Available | 20.8213 | 17
2193 | 2403 | 15279 | 10004475 | 193761 | DSB08 | Branch 8 Mt Albert | Gravity | Pipe | Tunnelled | OP | CONC | None | 1920-06-30 | 11.47 | 11.05 | dwg | OM | Transmission | Legacy | 2 |  |  | 4 | 675 | [5 empty] | 74198 | NA |  | 140.17 |  | WSL |  | Te Kawerau a Maki,Ngāti Whātua,Ngāti Maru,Ngāti Whātua o Ōrākei,Ngāti Tamaoho,Ngāti Tamaterā,Ngāi Tai ki Tāmaki,Ngāti Hako,Te Ākitai Waiohua | 3.18 | 3 | 1 | 2013 | te puna wai | no | 1 | 3 | 5 | CCTV Available (10-20 Years Old) & Soil Type Available | 3.5485 | 4 | 3 | 3 | 3.5 | Property Parcels, Building Outlines | 1 | Aquifer - Western Springs Volcanic Aquifer | 5 | 1.535 | 0.075385 | Modelled Flow Data Used & Depth Available | 140.1703 | 17
1179 | 1247 | 15158 | 10004590 | 193407 | DSB09 | Branch 9 Mt Roskill | Gravity | Pipe | Buried | OP | CONC | None | 1946-06-30 | 40.18 | 39.47 | dwg | WI | Transmission | Legacy | 2 |  |  | 4 | 600 | [5 empty] | 74295 | NA |  | 224.47 |  | WSL |  | Waikato,Te Kawerau a Maki,Ngāti Whātua,Ngāti Maru,Ngāti Whātua o Ōrākei,Ngāti Tamaoho,Ngāti Tamaterā,Ngāi Tai ki Tāmaki,Ngāti Hako,Te Ākitai Waiohua | 2.24 | 2 | 2 | 2016 | CCTV Footage Review Log South_Latest.xls | no | 1 | 1 | 3 | CCTV Available (0-10 Years Old) & Soil Type Available | 3.5477 | 4 | 1 | 3 | 3.5 | Property Parcels, Building Outlines | 1 | Significant Ecological Area - SEA_T_6097 | 5 | 1.535 | 0.0030854 | Modelled Flow Data Used & Depth Available | 224.4669 | 13
1798 | 1961 | 16809 | 10006993 | 195851 | DSORA | Oratia Branch | Gravity | Pipe | Buried | OP | CONC | None | 1970-06-30 | 15.4 | 15.23 | dwg | WI | Transmission | Legacy | 2 |  |  | 4 | 600 | [5 empty] | 76205 | NA |  | 70.8 |  | WSL |  | Te Kawerau a Maki,Ngāti Whātua,Ngāti Whātua o Ōrākei,Ngāti Tamaoho,Ngāti Tamaterā,Te Ākitai Waiohua | 2.05 | 2 | 1 | 2010 | te puna wai | no | 5 | 1 | 2 | CCTV Available (10-20 Years Old) & Soil Type Available | 3.5477 | 4 | 1 | 3 | 3.5 | Property Parcels, Building Outlines | 1 |  | 5 | 1.535 | 0.0031208 | Modelled Flow Data Used & Depth Available | 70.8017 | 13
1180 | 1248 | 15157 | 10004589 | 193552 | DSB09 | Branch 9 Mt Roskill | Gravity | Pipe | Buried | OP | CONC | RIBLO | 1946-06-30 | 39.47 | 38.66 | dwg | WI | Transmission | Legacy | 2 |  |  | 4 | 600 | [5 empty] | 74294 | NA |  | 216.44 |  | WSL |  | Waikato,Te Kawerau a Maki,Ngāti Whātua,Ngāti Maru,Ngāti Whātua o Ōrākei,Ngāti Tamaoho,Ngāti Tamaterā,Ngāi Tai ki Tāmaki,Ngāti Hako,Te Ākitai Waiohua | 2 | 2 | 2 | 2016 | CCTV Footage Review Log South_Latest.xls | no | 1 | 1 | 1 | CCTV Available (0-10 Years Old) & Soil Type Available | 3.5474 | 4 | 1 | 3 | 3.5 | Property Parcels, Building Outlines | 1 | Significant Ecological Area - SEA_T_6097 | 5 | 1.535 | 0.0032688 | Modelled Flow Data Used & Depth Available | 216.4353 | 13
2626 | 2853 | 16745 | 10006155 | 195428 | DSHNV | Henderson Valley Branch | Gravity | Pipe | Buried | OP | CONC | None | 1964-06-30 | 10.07 | 9.67 | dwg | WI | Transmission | Legacy | 2 |  |  | 4 | 600 | [5 empty] | 75572 | NA |  | 152.07 |  | WSL |  | Te Kawerau a Maki,Ngāti Whātua,Ngāti Whātua o Ōrākei,Ngāti Tamaoho,Ngāti Tamaterā,Te Ākitai Waiohua | 2.27 | 2 | 2 | 2017 | te puna wai | no | 5 | 1 | 2 | CCTV Available (0-10 Years Old) & Soil Type Available | 3.5448 | 4 | 1 | 3 | 3.5 | Property Parcels, Building Outlines | 1 |  | 5 | 1.535 | 0.004945 | Modelled Flow Data Used & Depth Available | 152.0666 | 13
2430 | 2642 | 15310 | 10004998 | 193759 | DSB9C | Branch 9C Carrington | Gravity | Pipe | Tunnelled | OP | CONC | None | 1946-06-30 | 20.28 | 19.94 | dwg | OM | Transmission | Legacy | 2 |  |  | 4 | 675 | [5 empty] | 74524 | NA |  | 66.5 |  | WSL |  | Waikato,Te Kawerau a Maki,Ngāti Whātua,Ngāti Maru,Ngāti Whātua o Ōrākei,Ngāti Tamaoho,Ngāti Tamaterā,Ngāi Tai ki Tāmaki,Ngāti Hako,Te Ākitai Waiohua | 2.29 | 2 | 2 | 2011 | te puna wai | no | 1 | 1 | 3 | CCTV Available (10-20 Years Old) & Soil Type Available | 3.5415 | 4 | 1 | 3 | 3.5 | Property Parcels, Building Outlines | 1 |  | 5 | 1.535 | 0.0071103 | Modelled Flow Data Used & Depth Available | 66.4998 | 13
2431 | 2643 | 15287 | 10004999 | 194095 | DSB9C | Branch 9C Carrington | Gravity | Pipe | Tunnelled | OP | CONC | None | 1946-06-30 | 20.58 | 20.28 | dwg | OM | Transmission | Legacy | 2 |  |  | 4 | 675 | [5 empty] | 74525 | NA |  | 60.67 |  | WSL |  | Waikato,Te Kawerau a Maki,Ngāti Whātua,Ngāti Maru,Ngāti Whātua o Ōrākei,Ngāti Tamaoho,Ngāti Tamaterā,Ngāi Tai ki Tāmaki,Ngāti Hako,Te Ākitai Waiohua | 2.57 | 3 | 2 | 2011 | te puna wai | no | 3 | 1 | 3 | CCTV Available (10-20 Years Old) & Soil Type Available | 3.5415 | 4 | 1 | 3 | 3.5 | Property Parcels, Building Outlines | 1 |  | 5 | 1.535 | 0.0071135 | Modelled Flow Data Used & Depth Available | 60.6721 | 17
385 | 401 | 16942 | 10009360 | 197815 | DSWIN | Western Interceptor | Gravity | Pipe | Bridged | OP | CONC | None | 1964-06-30 | 8.03 | 8.01 | dwg | WI | Transmission | Legacy | 1 |  |  | 4 | 1350 | [5 empty] | 78475 | NA |  | 18.25 |  | WSL |  | Te Kawerau a Maki,Ngāti Whātua,Ngāti Whātua o Ōrākei,Ngāti Tamaoho,Ngāti Tamaterā,Te Ākitai Waiohua | 3 | 3 | 3 | 2016 | te puna wai | no | 1 | 1 | 2 | CCTV Available (0-10 Years Old) & Soil Type Not Available | 3.5409 | 4 | 5 | 5 | 2.5 | Property Parcels | 1 |  | 1.5 | 1.235 | 0.23105 | Modelled Flow Data Used & Depth Available | 18.2524 | 17
2426 | 2638 | 15285 | 10004994 | 193758 | DSB9C | Branch 9C Carrington | Gravity | Pipe | Tunnelled | OP | CONC | None | 1946-06-30 | 19.13 | 18.5 | dwg | OM | Transmission | Legacy | 2 |  |  | 4 | 675 | [5 empty] | 74520 | NA |  | 131.72 |  | WSL |  | Te Kawerau a Maki,Ngāti Whātua,Ngāti Maru,Ngāti Whātua o Ōrākei,Ngāti Tamaoho,Ngāti Tamaterā,Ngāi Tai ki Tāmaki,Ngāti Hako,Te Ākitai Waiohua | 4 | 4 | 4 | 2008 | te puna wai | no | 1 | 1 | 3 | CCTV Available (10-20 Years Old) & Soil Type Available | 3.5406 | 4 | 1 | 3 | 3.5 | Property Parcels, Building Outlines | 1 |  | 5 | 1.535 | 0.0076605 | Modelled Flow Data Used & Depth Available | 131.7194 | 21
2427 | 2639 | 15286 | 10004995 | 194094 | DSB9C | Branch 9C Carrington | Gravity | Pipe | Tunnelled | OP | CONC | None | 1946-06-30 | 19.49 | 19.13 | dwg | OM | Transmission | Legacy | 2 |  |  | 4 | 675 | [5 empty] | 74521 | NA |  | 72.46 |  | WSL |  | Te Kawerau a Maki,Ngāti Whātua,Ngāti Maru,Ngāti Whātua o Ōrākei,Ngāti Tamaoho,Ngāti Tamaterā,Ngāi Tai ki Tāmaki,Ngāti Hako,Te Ākitai Waiohua | 2.29 | 2 | 2 | 2011 | te puna wai | no | 1 | 1 | 3 | CCTV Available (10-20 Years Old) & Soil Type Available | 3.5406 | 4 | 1 | 3 | 3.5 | Property Parcels, Building Outlines | 1 |  | 5 | 1.535 | 0.0076637 | Modelled Flow Data Used & Depth Available | 72.46 | 13
2425 | 2637 | 15284 | 10004993 | 193848 | DSB9C | Branch 9C Carrington | Gravity | Pipe | Tunnelled | OP | CONC | None | 1946-06-30 | 15.05 | 14.91 | dwg | OM | Transmission | Legacy | 2 |  |  | 4 | 750 | [5 empty] | 74519 | NA |  | 40.01 |  | WSL |  | Te Kawerau a Maki,Ngāti Whātua,Ngāti Maru,Ngāti Whātua o Ōrākei,Ngāti Tamaoho,Ngāti Tamaterā,Ngāi Tai ki Tāmaki,Ngāti Hako,Te Ākitai Waiohua | 2.29 | 2 | 2 | 2011 | te puna wai | no | 1 | 1 | 3 | CCTV Available (10-20 Years Old) & Soil Type Available | 3.5406 | 4 | 1 | 3 | 3.5 | Property Parcels, Building Outlines | 1 |  | 5 | 1.535 | 0.0076637 | Modelled Flow Data Used & Depth Available | 40.0148 | 13
2813 | 3062 | 302902 | 10077232 | 197394 | DSWLD | West Lynn Branch Diversion Sewer | Gravity | Pipe | Buried | OP | CONC | None | 2012-12-13 | 10.4 | 10.01 | 0.1s | WI | Transmission | T0000238 | 2 |  |  | 4 | 600 | [5 empty] | 78627 | NA |  | 221.19 |  | WSL |  | Waikato,Te Kawerau a Maki,Ngāti Whātua,Ngāti Whātua o Ōrākei,Ngāti Tamaoho,Ngāti Tamaterā,Te Ākitai Waiohua | 1.21 | 1 |  |  |  | no | 1 | 3 | 1 | CCTV NOT Available or Over 30 Years Old & Soil Type Available | 3.5387 | 4 | 1 | 3 | 3.5 | Building Outlines | 1 | Significant Ecological Area - SEA_T_4712 | 5 | 1.535 | 0.0088895 | Modelled Flow Data Used & Depth Available | 221.1889 | 7
2077 | 2278 | 16306 | 10004882 | 193878 | DSB7A | Branch 7A Morningside | Gravity | Pipe | Buried | OP | CONC | None | 1912-06-30 | 31.77 | 31.5 | dwg | OM | Transmission | Legacy | 2 |  |  | 4 | 675 | [5 empty] | 74460 | NA |  | 126.99 |  | WSL |  | Waikato,Te Kawerau a Maki,Ngāti Whātua,Ngāti Maru,Ngāti Whātua o Ōrākei,Ngāti Tamaoho,Ngāti Tamaterā,Ngāi Tai ki Tāmaki,Ngāti Hako,Te Ākitai Waiohua | 3.39 | 3 | 2 | 2017 | CCTV Footage Review Log South_Latest.xls | no | 3 | 3 | 5 | CCTV Available (0-10 Years Old) & Soil Type Available | 3.5385 | 4 | 2 | 3 | 3.5 | Property Parcels, Building Outlines | 1 | Aquifer - Western Springs Volcanic Aquifer | 5 | 1.535 | 0.017383 | Modelled Flow Data Used & Depth Available | 126.9863 | 17
3775 | 4050 | 912515 | 10088969 | 197228 | DSWAU | Wairau Branch Sewer TS4 | Gravity | Pipe | Buried | OP | CONC | None | 1960-01-01 |  |  | dwg | NI | Transmission | Legacy | 2 |  |  | 4 | 1220 | [5 empty] | 65478 | NA |  | 90.87 |  | WSL |  | Te Kawerau a Maki,Ngāti Whātua,Ngāti Maru,Ngāti Whātua o Ōrākei,Ngāti Tamaoho,Ngāti Manuhiri,Te Patukirikiri,Ngāti Whanaunga,Ngāti Tamaterā,Ngāti Pāoa,Ngāi Tai ki Tāmaki,Ngāti Hako,Te Ākitai Waiohua | 2.67 | 3 | 2 | 2015 | te puna wai | no | 5 | 1 | 3 | CCTV Available (0-10 Years Old) & Soil Type Available | 3.5383 | 4 | 4 | 5 | 2.5 | Property Parcels, Building Outlines | 1 |  | 1.5 | 1.235 | 0.37979 | Modelled Flow Data Used & Depth Available | 90.8685 | 17
804 | 843 | 15425 | 10004264 | 193558 | DSB05 | Branch 5 Herne Bay | Gravity | Pipe | Tunnelled | OP | CONC | PVC | 1912-06-30 | 5.2 | 5.15 | dwg | OM | Transmission | DU0803 | 2 |  |  | 4 | 600 | [5 empty] | 74057 | NA |  | 78.9 |  | WSL |  | Te Kawerau a Maki,Ngāti Whātua,Ngāti Maru,Ngāti Whātua o Ōrākei,Ngāti Tamaoho,Te Patukirikiri,Ngāti Tamaterā,Ngāti Pāoa,Ngāi Tai ki Tāmaki,Ngāti Hako,Te Ākitai Waiohua | 1 | 1 | 1 | 2016 | te puna wai | no | 1 | 1 | 1 | CCTV Available (0-10 Years Old) & Soil Type Available | 3.5377 | 4 | 2 | 3 | 3.5 | Property Parcels, Building Outlines | 1 |  | 5 | 1.535 | 0.018503 | Modelled Flow Data Used & Depth Available | 78.8978 | 7
2243 | 2454 | 15131 | 10004401 | 193360 | DSB07 | Branch 7 Arch Hill | Gravity | Pipe | Buried | OP | CONC | None | 1976-06-30 | 18.77 | 18.06 | dwg | OM | Transmission | Legacy | 2 |  |  | 4 | 675 | [5 empty] | 74174 | NA |  | 98.16 |  | WSL |  | Te Kawerau a Maki,Ngāti Whātua,Ngāti Maru,Ngāti Whātua o Ōrākei,Ngāti Tamaoho,Ngāti Tamaterā,Ngāi Tai ki Tāmaki,Ngāti Hako,Te Ākitai Waiohua | 1.51 | 2 | 1 | 2011 | te puna wai | no | 1 | 1 | 2 | CCTV Available (10-20 Years Old) & Soil Type Available | 3.5373 | 4 | 2 | 3 | 3.5 | Property Parcels, Building Outlines | 1 |  | 5 | 1.535 | 0.018985 | Modelled Flow Data Used & Depth Available | 98.1634 | 13
2119 | 2320 | 15922 | 10009478 | 197994 | DSWIR | Wiri Branch | Gravity | Pipe | Buried | OP | CONC | None | 1971-06-30 | 21.47 | 20.87 | 0.1s | SI | Transmission | Legacy | 2 |  |  | 4 | 600 | [5 empty] | 78580 | NA |  | 153.08 |  | WSL |  | Waikato,Te Kawerau a Maki,Ngāti Maru,Ngāti Tamaoho,Ngāti Whanaunga,Ngāti Tamaterā,Ngāti Pāoa,Ngāi Tai ki Tāmaki,Ngāti Hako,Te Ākitai Waiohua | 2.33 | 2 | 2 | 2004 | te puna wai | no | 5 | 1 | 2 | CCTV Available (10-20 Years Old) & Soil Type Available | 3.5372 | 4 | 2 | 3 | 3.5 | Property Parcels, Building Outlines | 1 |  | 5 | 1.535 | 0.019063 | Modelled Flow Data Used & Depth Available | 153.0761 | 13
2118 | 2319 | 15921 | 10009477 | 197382 | DSWIR | Wiri Branch | Gravity | Pipe | Buried | OP | CONC | None | 1971-06-30 | 20.87 | 20.48 | dwg | SI | Transmission | Legacy | 2 |  |  | 4 | 600 | [5 empty] | 78579 | NA |  | 99.01 |  | WSL |  | Waikato,Te Kawerau a Maki,Ngāti Maru,Ngāti Tamaoho,Ngāti Whanaunga,Ngāti Tamaterā,Ngāti Pāoa,Ngāi Tai ki Tāmaki,Ngāti Hako,Te Ākitai Waiohua | 2.05 | 2 | 1 | 2011 | te puna wai | no | 5 | 1 | 2 | CCTV Available (10-20 Years Old) & Soil Type Available | 3.5369 | 4 | 2 | 3 | 3.5 | Property Parcels, Building Outlines | 1 |  | 5 | 1.535 | 0.019494 | Modelled Flow Data Used & Depth Available | 99.0109 | 13
2245 | 2456 | 15129 | 10004399 | 193603 | DSB07 | Branch 7 Arch Hill | Gravity | Pipe | Buried | OP | CONC | None | 1976-06-30 | 17.32 | 16.65 | dwg | OM | Transmission | Legacy | 2 |  |  | 4 | 675 | [5 empty] | 74172 | NA |  | 91.69 |  | WSL |  | Te Kawerau a Maki,Ngāti Whātua,Ngāti Maru,Ngāti Whātua o Ōrākei,Ngāti Tamaoho,Ngāti Tamaterā,Ngāi Tai ki Tāmaki,Ngāti Hako,Te Ākitai Waiohua | 2 | 2 | 2 | 2011 | te puna wai | no | 1 | 1 | 2 | CCTV Available (10-20 Years Old) & Soil Type Available | 3.5365 | 4 | 2 | 3 | 3.5 | Property Parcels, Building Outlines | 1 |  | 5 | 1.535 | 0.019902 | Modelled Flow Data Used & Depth Available | 91.6898 | 13
2578 | 2801 | 15918 | 10009474 | 197993 | DSWIR | Wiri Branch | Gravity | Pipe | Buried | OP | CONC | None | 1971-06-30 | 19.58 | 19.06 | dwg | SI | Transmission | Legacy | 2 |  |  | 4 | 600 | [5 empty] | 78576 | NA |  | 130.58 |  | WSL |  | Waikato,Te Kawerau a Maki,Ngāti Maru,Ngāti Tamaoho,Ngāti Whanaunga,Ngāti Tamaterā,Ngāti Pāoa,Ngāi Tai ki Tāmaki,Ngāti Hako,Te Ākitai Waiohua | 2 | 2 | 2 | 2004 | te puna wai | no | 1 | 1 | 2 | CCTV Available (10-20 Years Old) & Soil Type Available | 3.5365 | 4 | 2 | 3 | 3.5 | Property Parcels, Building Outlines | 1 |  | 5 | 1.535 | 0.019915 | Modelled Flow Data Used & Depth Available | 130.5803 | 13
2246 | 2457 | 15128 | 10004398 | 193448 | DSB07 | Branch 7 Arch Hill | Gravity | Pipe | Buried | OP | CONC | None | 1976-06-30 | 16.65 | 15.05 | dwg | OM | Transmission | Legacy | 2 |  |  | 4 | 675 | [5 empty] | 74171 | NA |  | 217.09 |  | WSL |  | Te Kawerau a Maki,Ngāti Whātua,Ngāti Maru,Ngāti Whātua o Ōrākei,Ngāti Tamaoho,Ngāti Tamaterā,Ngāi Tai ki Tāmaki,Ngāti Hako,Te Ākitai Waiohua | 2.17 | 2 | 2 | 2016 | te puna wai | no | 3 | 3 | 2 | CCTV Available (0-10 Years Old) & Soil Type Available | 3.5364 | 4 | 2 | 3 | 3.5 | Property Parcels, Building Outlines | 1 |  | 5 | 1.535 | 0.020063 | Modelled Flow Data Used & Depth Available | 217.0858 | 13
1877 | 2053 | 17320 | 10008498 | 196911 | DSSWN | Swanson Branch | Gravity | Pipe | Buried | OP | CONC | None | 1965-06-30 | 4.96 | 4.48 | dwg | WI | Transmission | Legacy | 2 |  |  | 4 | 675 | [5 empty] | 77764 | NA |  | 127.99 |  | WSL |  | Te Kawerau a Maki,Ngāti Whātua,Ngāti Whātua o Ōrākei,Ngāti Tamaoho,Ngāti Tamaterā,Te Ākitai Waiohua | 2 | 2 | 2 | 2009 | te puna wai | no | 1 | 3 | 2 | CCTV Available (10-20 Years Old) & Soil Type Available | 3.5363 | 4 | 2 | 3 | 3.5 | Property Parcels, Building Outlines | 1 |  | 5 | 1.535 | 0.020179 | Modelled Flow Data Used & Depth Available | 127.9921 | 13
1404 | 1500 | 16920 | 10008496 | 197057 | DSSWN | Swanson Branch | Gravity | Pipe | Buried | OP | CONC | None | 1965-06-30 | 4.48 | 4.29 | dwg | WI | Transmission | Legacy | 2 |  |  | 4 | 675 | [5 empty] | 77762 | NA |  | 85.05 |  | WSL |  | Te Kawerau a Maki,Ngāti Whātua,Ngāti Whātua o Ōrākei,Ngāti Tamaoho,Ngāti Tamaterā,Te Ākitai Waiohua | 2 | 2 | 2 | 2009 | te puna wai | no | 1 | 3 | 2 | CCTV Available (10-20 Years Old) & Soil Type Available | 3.5361 | 4 | 2 | 3 | 3.5 | Property Parcels, Building Outlines | 1 |  | 5 | 1.535 | 0.020462 | Modelled Flow Data Used & Depth Available | 85.0519 | 13
3245 | 3509 | 928116 | 10088966 | 197435 | DSWAU | Wairau Branch Sewer TS4 | Gravity | Pipe | Buried | OP | CONC | None | 1960-01-01 |  |  | dwg | NI | Transmission | Legacy | 2 |  |  | 4 | 1220 | [5 empty] | 65475 | NA |  | 134.87 |  | WSL |  | Te Kawerau a Maki,Ngāti Whātua,Ngāti Maru,Ngāti Whātua o Ōrākei,Ngāti Tamaoho,Ngāti Manuhiri,Te Patukirikiri,Ngāti Whanaunga,Ngāti Tamaterā,Ngāti Pāoa,Ngāi Tai ki Tāmaki,Ngāti Hako,Te Ākitai Waiohua | 3.17 | 3 |  |  |  | no | 5 | 1 | 3 | CCTV NOT Available or Over 30 Years Old & Soil Type Available | 3.5357 | 4 | 4 | 5 | 2.5 | Property Parcels, Building Outlines | 1 |  | 1.5 | 1.235 | 0.37749 | Modelled Flow Data Used & Depth Available | 134.866 | 17
2631 | 2858 | 17188 | 10006141 | 195580 | DSHNV | Henderson Valley Branch | Gravity | Pipe | Buried | OP | CONC | None | 1964-06-30 | 7.94 | 7.65 | dwg | WI | Transmission | Legacy | 2 |  |  | 4 | 600 | [5 empty] | 75558 | NA |  | 114.37 |  | WSL |  | Te Kawerau a Maki,Ngāti Whātua,Ngāti Whātua o Ōrākei,Ngāti Tamaoho,Ngāti Tamaterā,Te Ākitai Waiohua | 2 | 2 | 2 | 2017 | te puna wai | no | 1 | 3 | 2 | CCTV Available (0-10 Years Old) & Soil Type Available | 3.5344 | 4 | 1 | 3 | 3.5 | Property Parcels, Building Outlines | 1 | Significant Ecological Area - SEA_T_4867 | 5 | 1.535 | 0.011656 | Modelled Flow Data Used & Depth Available | 114.3747 | 13
2632 | 2859 | 17187 | 10006140 | 195047 | DSHNV | Henderson Valley Branch | Gravity | Pipe | Buried | OP | CONC | None | 1964-06-30 | 7.65 | 7.22 | dwg | WI | Transmission | Legacy | 2 |  |  | 4 | 600 | [5 empty] | 75557 | NA |  | 174.99 |  | WSL |  | Te Kawerau a Maki,Ngāti Whātua,Ngāti Whātua o Ōrākei,Ngāti Tamaoho,Ngāti Tamaterā,Te Ākitai Waiohua | 2 | 2 | 2 | 2018 | te puna wai | no | 1 | 3 | 2 | CCTV Available (0-10 Years Old) & Soil Type Available | 3.5342 | 4 | 1 | 3 | 3.5 | Property Parcels, Building Outlines | 1 |  | 5 | 1.535 | 0.011785 | Modelled Flow Data Used & Depth Available | 174.9899 | 13
3543 | 3816 | 938689 | 10088967 | 197624 | DSWAU | Wairau Branch Sewer TS4 | Gravity | Pipe | Buried | OP | CONC | None | 1960-01-01 |  |  | dwg | NI | Transmission | Legacy | 2 |  |  | 4 | 1220 | [5 empty] | 65476 | NA |  | 289.96 |  | WSL |  | Te Kawerau a Maki,Ngāti Whātua,Ngāti Maru,Ngāti Whātua o Ōrākei,Ngāti Tamaoho,Ngāti Manuhiri,Te Patukirikiri,Ngāti Whanaunga,Ngāti Tamaterā,Ngāti Pāoa,Ngāi Tai ki Tāmaki,Ngāti Hako,Te Ākitai Waiohua | 2.67 | 3 | 2 | 2015 | te puna wai | no | 5 | 1 | 3 | CCTV Available (0-10 Years Old) & Soil Type Available | 3.5339 | 4 | 4 | 5 | 2.5 | Property Parcels, Building Outlines | 1 |  | 1.5 | 1.235 | 0.37596 | Modelled Flow Data Used & Depth Available | 289.9608 | 17
3368 | 3636 | 930873 | 10088976 | 197911 | DSWAU | Wairau Branch Sewer TS4 | Gravity | Pipe | Buried | OP | CONC | None | 1960-01-01 |  |  | dwg | NI | Transmission | Legacy | 2 |  |  | 4 | 1220 | [5 empty] | 65483 | NA |  | 259.28 |  | WSL |  | Te Kawerau a Maki,Ngāti Whātua,Ngāti Maru,Ngāti Whātua o Ōrākei,Ngāti Tamaoho,Ngāti Manuhiri,Te Patukirikiri,Ngāti Whanaunga,Ngāti Tamaterā,Ngāti Pāoa,Ngāi Tai ki Tāmaki,Ngāti Hako,Te Ākitai Waiohua | 3.1 | 3 | 3 | 2015 | te puna wai | no | 5 | 1 | 3 | CCTV Available (0-10 Years Old) & Soil Type Available | 3.5339 | 4 | 4 | 5 | 2.5 | Property Parcels, Public Park & Sports Area | 1 |  | 1.5 | 1.235 | 0.37596 | Modelled Flow Data Used & Depth Available | 259.2828 | 17
3594 | 3867 | 909551 | 10088968 | 197909 | DSWAU | Wairau Branch Sewer TS4 | Gravity | Pipe | Buried | OP | CONC | None | 1960-01-01 |  |  | dwg | NI | Transmission | Legacy | 2 |  |  | 4 | 1220 | [5 empty] | 65477 | NA |  | 86.02 |  | WSL |  | Te Kawerau a Maki,Ngāti Whātua,Ngāti Maru,Ngāti Whātua o Ōrākei,Ngāti Tamaoho,Ngāti Manuhiri,Te Patukirikiri,Ngāti Whanaunga,Ngāti Tamaterā,Ngāti Pāoa,Ngāi Tai ki Tāmaki,Ngāti Hako,Te Ākitai Waiohua | 3.1 | 3 | 3 | 2015 | te puna wai | no | 5 | 1 | 3 | CCTV Available (0-10 Years Old) & Soil Type Available | 3.5339 | 4 | 4 | 5 | 2.5 | Property Parcels, Building Outlines | 1 |  | 1.5 | 1.235 | 0.37596 | Modelled Flow Data Used & Depth Available | 86.0229 | 17
336 | 348 | 15700 | 10008024 | 196877 | DSSIN | Southern Interceptor | Gravity | Pipe | Buried | OP | CONC | None | 1965-06-30 | 9.23 | 8.7 | 0.1s | SI | Transmission | Legacy | 1 |  |  | 4 | 600 | [5 empty] | 77362 | NA |  | 187.63 |  | WSL |  | Waikato,Ngāti Maru,Ngāti Tamaoho,Ngāti Whanaunga,Ngāti Tamaterā,Ngāti Pāoa,Ngāi Tai ki Tāmaki,Ngāti Hako,Te Ākitai Waiohua | 2.39 | 2 | 2 | 2019 | CCTV Footage Review Log South_Latest.xls | no | 5 | 3 | 2 | CCTV Available (0-10 Years Old) & Soil Type Available | 3.5336 | 4 | 2 | 3 | 3.5 | Property Parcels, Building Outlines | 1 |  | 5 | 1.535 | 0.023589 | Modelled Flow Data Used & Depth Available | 187.6325 | 13
1385 | 1479 | 16900 | 10008505 | 197059 | DSSWN | Swanson Branch | Gravity | Pipe | Buried | OP | CONC | None | 1965-06-30 | 7.2 | 6.74 | dwg | WI | Transmission | Legacy | 2 |  |  | 4 | 600 | [5 empty] | 77771 | NA |  | 127.87 |  | WSL |  | Te Kawerau a Maki,Ngāti Whātua,Ngāti Whātua o Ōrākei,Ngāti Tamaoho,Ngāti Tamaterā,Te Ākitai Waiohua | 2.33 | 2 | 2 | 2009 | te puna wai | no | 5 | 1 | 2 | CCTV Available (10-20 Years Old) & Soil Type Available | 3.5325 | 4 | 1 | 3 | 3.5 | Property Parcels, Building Outlines | 1 |  | 5 | 1.535 | 0.012873 | Modelled Flow Data Used & Depth Available | 127.8728 | 13
770 | 809 | 16899 | 10008504 | 197177 | DSSWN | Swanson Branch | Gravity | Pipe | Buried | OP | CONC | None | 1965-06-30 | 6.74 | 6.25 | dwg | WI | Transmission | Legacy | 2 |  |  | 4 | 600 | [5 empty] | 77770 | NA |  | 142.42 |  | WSL |  | Te Kawerau a Maki,Ngāti Whātua,Ngāti Whātua o Ōrākei,Ngāti Tamaoho,Ngāti Tamaterā,Te Ākitai Waiohua | 2.33 | 2 | 2 | 2009 | te puna wai | no | 5 | 1 | 2 | CCTV Available (10-20 Years Old) & Soil Type Available | 3.5325 | 4 | 1 | 3 | 3.5 | Property Parcels, Building Outlines | 1 |  | 5 | 1.535 | 0.012914 | Modelled Flow Data Used & Depth Available | 142.4171 | 13
1390 | 1484 | 16913 | 10008503 | 196912 | DSSWN | Swanson Branch | Gravity | Pipe | Buried | OP | CONC | None | 1965-06-30 | 6.25 | 6.01 | dwg | WI | Transmission | Legacy | 2 |  |  | 4 | 600 | [5 empty] | 77769 | NA |  | 62.47 |  | WSL |  | Te Kawerau a Maki,Ngāti Whātua,Ngāti Whātua o Ōrākei,Ngāti Tamaoho,Ngāti Tamaterā,Te Ākitai Waiohua | 2 | 2 | 2 | 2009 | te puna wai | no | 1 | 3 | 2 | CCTV Available (10-20 Years Old) & Soil Type Available | 3.5325 | 4 | 1 | 3 | 3.5 | Property Parcels, Building Outlines | 1 |  | 5 | 1.535 | 0.012914 | Modelled Flow Data Used & Depth Available | 62.4737 | 13
4620 | 733866 | 16732 | 10006126 | 195194 | DSHNV | Henderson Valley Branch | Gravity | Pipe | Buried | OP | CONC | None | 1961-06-30 | 3.52 | 3.11 | dwg | WI | Transmission | Legacy | 2 |  |  |  | 635 | [8 empty] | 90.54 |  | WSL |  | Te Kawerau a Maki,Ngāti Whātua,Ngāti Whātua o Ōrākei,Ngāti Tamaoho,Ngāti Tamaterā,Te Ākitai Waiohua | 2.36 | 2 | 2 | 2017 | te puna wai | no | 1 | 3 | 3 | CCTV Available (0-10 Years Old) & Soil Type Available | 3.5322 | 4 | 2 | 3 | 3.5 | Building Outlines | 1 |  | 5 | 1.535 | 0.025279 | Modelled Flow Data Used & Depth Available | 90.5407 | 13
783 | 822 | 16399 | 10005162 | 194260 | DSBOT | Botany Branch | Gravity | Pipe | Buried | OP | CONC | None | 1985-06-30 | 11.71 | 11.54 | dwg | TE | Transmission | Legacy | 2 |  |  | 4 | 600 | [5 empty] | 74649 | NA |  | 101.81 |  | WSL |  | Waikato,Ngāti Maru,Ngāti Tamaoho,Ngāti Whanaunga,Ngāti Tamaterā,Ngāti Pāoa,Ngāi Tai ki Tāmaki,Ngāti Hako,Te Ākitai Waiohua | 2 | 2 | 2 | 2018 | te puna wai | no | 1 | 3 | 1 | CCTV Available (0-10 Years Old) & Soil Type Available | 3.531 | 4 | 2 | 3 | 3.5 | Property Parcels, Building Outlines | 1 |  | 5 | 1.535 | 0.026791 | Modelled Flow Data Used & Depth Available | 101.814 | 13
2452 | 2667 | 16401 | 10005161 | 194384 | DSBOT | Botany Branch | Gravity | Pipe | Buried | OP | CONC | None | 1985-06-30 | 11.54 | 11.21 | dwg | TE | Transmission | Legacy | 2 |  |  | 4 | 600 | [5 empty] | 74648 | NA |  | 195.14 |  | WSL |  | Waikato,Ngāti Maru,Ngāti Tamaoho,Ngāti Whanaunga,Ngāti Tamaterā,Ngāti Pāoa,Ngāi Tai ki Tāmaki,Ngāti Hako,Te Ākitai Waiohua | 2 | 2 | 2 | 2018 | te puna wai | no | 1 | 3 | 1 | CCTV Available (0-10 Years Old) & Soil Type Available | 3.5307 | 4 | 2 | 3 | 3.5 | Property Parcels, Building Outlines | 1 |  | 5 | 1.535 | 0.027132 | Modelled Flow Data Used & Depth Available | 195.1433 | 13
2423 | 2635 | 15307 | 10004989 | 193903 | DSB9C | Branch 9C Carrington | Gravity | Pipe | Tunnelled | OP | CONC | None | 1946-06-30 | 14.83 | 14.7 | dwg | OM | Transmission | Legacy | 2 |  |  | 4 | 750 | [5 empty] | 74515 | NA |  | 37.78 |  | WSL |  | Te Kawerau a Maki,Ngāti Whātua,Ngāti Maru,Ngāti Whātua o Ōrākei,Ngāti Tamaoho,Ngāti Tamaterā,Ngāi Tai ki Tāmaki,Ngāti Hako,Te Ākitai Waiohua | 2.57 | 3 | 2 | 2011 | te puna wai | no | 3 | 1 | 3 | CCTV Available (10-20 Years Old) & Soil Type Available | 3.5307 | 4 | 1 | 3 | 3.5 | Property Parcels, Building Outlines | 1 |  | 5 | 1.535 | 0.014057 | Modelled Flow Data Used & Depth Available | 37.779 | 17
2424 | 2636 | 15306 | 10004990 | 193757 | DSB9C | Branch 9C Carrington | Gravity | Pipe | Buried | OP | CONC | None | 1946-06-30 | 14.91 | 14.83 | dwg | OM | Transmission | Legacy | 2 |  |  | 4 | 750 | [5 empty] | 74516 | NA |  | 23.21 |  | WSL |  | Te Kawerau a Maki,Ngāti Whātua,Ngāti Maru,Ngāti Whātua o Ōrākei,Ngāti Tamaoho,Ngāti Tamaterā,Ngāi Tai ki Tāmaki,Ngāti Hako,Te Ākitai Waiohua | 2.29 | 2 | 2 | 2011 | te puna wai | no | 1 | 1 | 3 | CCTV Available (10-20 Years Old) & Soil Type Available | 3.5307 | 4 | 1 | 3 | 3.5 | Property Parcels, Building Outlines | 1 |  | 5 | 1.535 | 0.01406 | Modelled Flow Data Used & Depth Available | 23.2089 | 13
805 | 844 | 15430 | 10004273 | 193164 | DSB05 | Branch 5 Herne Bay | Gravity | Pipe | Tunnelled | OP | CONC | PVC | 1912-06-30 | 6.3 | 6.17 | dwg | OM | Transmission | DU0803 | 2 |  |  | 4 | 600 | [5 empty] | 74067 | NA |  | 89.83 |  | WSL |  | Te Kawerau a Maki,Ngāti Whātua,Ngāti Maru,Ngāti Whātua o Ōrākei,Ngāti Tamaoho,Te Patukirikiri,Ngāti Tamaterā,Ngāti Pāoa,Ngāi Tai ki Tāmaki,Ngāti Hako,Te Ākitai Waiohua | 2 | 2 | 2 | 2018 | CCTV Footage Review Log South_Latest.xls | no | 1 | 1 | 1 | CCTV Available (0-10 Years Old) & Soil Type Available | 3.5303 | 4 | 1 | 3 | 3.5 | Property Parcels, Building Outlines | 1 |  | 5 | 1.535 | 0.014307 | Modelled Flow Data Used & Depth Available | 89.8308 | 13
1876 | 2052 | 16909 | 10008499 | 197575 | DSSWN | Swanson Branch | Gravity | Pipe | Buried | OP | CONC | None | 1965-06-30 | 5.18 | 4.96 | dwg | WI | Transmission | Legacy | 2 |  |  | 4 | 675 | [5 empty] | 77765 | NA |  | 80.32 |  | WSL |  | Te Kawerau a Maki,Ngāti Whātua,Ngāti Whātua o Ōrākei,Ngāti Tamaoho,Ngāti Tamaterā,Te Ākitai Waiohua | 2 | 2 | 2 | 2009 | te puna wai | no | 1 | 3 | 2 | CCTV Available (10-20 Years Old) & Soil Type Available | 3.5301 | 4 | 1 | 3 | 3.5 | Property Parcels, Building Outlines | 1 |  | 5 | 1.535 | 0.014443 | Modelled Flow Data Used & Depth Available | 80.3151 | 13
1024 | 1083 | 16498 | 10006643 | 196027 | DSNWL | New Lynn Branch | Gravity | Pipe | Buried | OP | CONC | None | 1958-06-30 | 3.5 | 3.41 | dwg | WI | Transmission | Legacy | 2 |  |  | 4 | 750 | [5 empty] | 75981 | NA |  | 253.34 |  | WSL |  | Waikato,Te Kawerau a Maki,Ngāti Whātua,Ngāti Whātua o Ōrākei,Ngāti Tamaoho,Ngāti Tamaterā,Ngāi Tai ki Tāmaki,Te Ākitai Waiohua | 2.36 | 2 | 2 | 2018 | CCTV Footage Review Log South_Latest.xls | no | 1 | 3 | 3 | CCTV Available (0-10 Years Old) & Soil Type Available | 3.5291 | 4 | 1 | 3 | 3.5 | Property Parcels, Building Outlines | 1 |  | 5 | 1.535 | 0.015102 | Modelled Flow Data Used & Depth Available | 253.3371 | 13
2327 | 2538 | 16499 | 10006642 | 195650 | DSNWL | New Lynn Branch | Gravity | Pipe | Buried | OP | CONC | None | 1958-06-30 | 3.41 | 3.39 | dwg | WI | Transmission | Legacy | 2 |  |  | 4 | 750 | [5 empty] | 75980 | NA |  | 31.99 |  | WSL |  | Waikato,Te Kawerau a Maki,Ngāti Whātua,Ngāti Whātua o Ōrākei,Ngāti Tamaoho,Ngāti Tamaterā,Ngāi Tai ki Tāmaki,Te Ākitai Waiohua | 2.36 | 2 | 2 | 2018 | CCTV Footage Review Log South_Latest.xls | no | 1 | 3 | 3 | CCTV Available (0-10 Years Old) & Soil Type Available | 3.5288 | 4 | 1 | 3 | 3.5 | Building Outlines | 1 |  | 5 | 1.535 | 0.015237 | Modelled Flow Data Used & Depth Available | 31.9924 | 13
2580 | 2803 | 15916 | 10009472 | 197820 | DSWIR | Wiri Branch | Gravity | Pipe | Buried | OP | CONC | None | 1971-06-30 | 18.48 | 17.9 | dwg | SI | Transmission | Legacy | 2 |  |  | 4 | 600 | [5 empty] | 78574 | NA |  | 149.02 |  | WSL |  | Waikato,Te Kawerau a Maki,Ngāti Maru,Ngāti Tamaoho,Ngāti Whanaunga,Ngāti Tamaterā,Ngāti Pāoa,Ngāi Tai ki Tāmaki,Ngāti Hako,Te Ākitai Waiohua | 2 | 2 | 2 | 2004 | te puna wai | no | 1 | 1 | 2 | CCTV Available (10-20 Years Old) & Soil Type Available | 3.5283 | 4 | 2 | 3 | 3.5 | Property Parcels, Building Outlines | 1 |  | 5 | 1.535 | 0.030108 | Modelled Flow Data Used & Depth Available | 149.0161 | 13
2579 | 2802 | 15917 | 10009473 | 197381 | DSWIR | Wiri Branch | Gravity | Pipe | Buried | OP | CONC | None | 1971-06-30 | 19.06 | 18.48 | dwg | SI | Transmission | Legacy | 2 |  |  | 4 | 600 | [5 empty] | 78575 | NA |  | 147.63 |  | WSL |  | Waikato,Te Kawerau a Maki,Ngāti Maru,Ngāti Tamaoho,Ngāti Whanaunga,Ngāti Tamaterā,Ngāti Pāoa,Ngāi Tai ki Tāmaki,Ngāti Hako,Te Ākitai Waiohua | 2 | 2 | 2 | 2004 | te puna wai | no | 1 | 1 | 2 | CCTV Available (10-20 Years Old) & Soil Type Available | 3.5283 | 4 | 2 | 3 | 3.5 | Property Parcels, Building Outlines | 1 |  | 5 | 1.535 | 0.030111 | Modelled Flow Data Used & Depth Available | 147.6265 | 13
499 | 522 | 17349 | 10008392 | 197558 | DSSWI | Southwestern Interceptor | Gravity | Pipe | Buried | OP | CONC | None | 1998-06-30 | 5.83 | 5.67 | dwg | SW | Transmission | Legacy | 1 |  |  | 4 | 1600 | [5 empty] | 77545 | NA |  | 272.92 |  | WSL |  | Waikato,Te Kawerau a Maki,Ngāti Maru,Ngāti Tamaoho,Ngāti Tamaterā,Ngāi Tai ki Tāmaki,Ngāti Hako,Te Ākitai Waiohua | 2 | 2 | 2 | 2014 | te puna wai | no | 1 | 3 | 1 | CCTV Available (0-10 Years Old) & Soil Type Available | 3.5281 | 4 | 5 | 5 | 2.5 | Property Parcels | 1 |  | 1 | 1.215 | 0.23635 | Modelled Flow Data Used & Depth Available | 272.9212 | 13
2852 | 3104 | 1668411 | 10082576 | 197828 | DSWIR | Wiri Branch | Gravity | Pipe | Buried | OP | CONC | None | 1971-06-30 | 17.9 | 17.27 | dwg | SI | Transmission | Legacy | 2 |  |  | 4 | 600 | [5 empty] | 78573 | NA |  | 50.03 |  | WSL |  | Waikato,Te Kawerau a Maki,Ngāti Maru,Ngāti Tamaoho,Ngāti Whanaunga,Ngāti Tamaterā,Ngāti Pāoa,Ngāi Tai ki Tāmaki,Ngāti Hako,Te Ākitai Waiohua | 2.46 | 2 |  |  |  | no | 5 | 1 | 2 | CCTV NOT Available or Over 30 Years Old & Soil Type Available | 3.5281 | 4 | 2 | 3 | 3.5 | Property Parcels, Building Outlines | 1 |  | 5 | 1.535 | 0.030465 | Modelled Flow Data Used & Depth Available | 50.0343 | 13
2584 | 2807 | 15912 | 10009468 | 197819 | DSWIR | Wiri Branch | Gravity | Pipe | Buried | OP | CONC | None | 1971-06-30 | 16.19 | 15.72 | dwg | SI | Transmission | Legacy | 2 |  |  | 4 | 675 | [5 empty] | 78569 | NA |  | 140.83 |  | WSL |  | Waikato,Te Kawerau a Maki,Ngāti Maru,Ngāti Tamaoho,Ngāti Whanaunga,Ngāti Tamaterā,Ngāi Tai ki Tāmaki,Ngāti Hako,Te Ākitai Waiohua | 2.33 | 2 | 2 | 2004 | te puna wai | no | 5 | 1 | 2 | CCTV Available (10-20 Years Old) & Soil Type Available | 3.5276 | 4 | 2 | 3 | 3.5 | Property Parcels, Building Outlines | 1 |  | 5 | 1.535 | 0.031086 | Modelled Flow Data Used & Depth Available | 140.835 | 13
2583 | 2806 | 15913 | 10009469 | 197380 | DSWIR | Wiri Branch | Gravity | Pipe | Buried | OP | CONC | None | 1971-06-30 | 16.67 | 16.19 | dwg | SI | Transmission | Legacy | 2 |  |  | 4 | 675 | [5 empty] | 78570 | NA |  | 142.14 |  | WSL |  | Waikato,Te Kawerau a Maki,Ngāti Maru,Ngāti Tamaoho,Ngāti Whanaunga,Ngāti Tamaterā,Ngāti Pāoa,Ngāi Tai ki Tāmaki,Ngāti Hako,Te Ākitai Waiohua | 2.33 | 2 | 2 | 2004 | te puna wai | no | 5 | 1 | 2 | CCTV Available (10-20 Years Old) & Soil Type Available | 3.5276 | 4 | 2 | 3 | 3.5 | Property Parcels, Building Outlines | 1 |  | 5 | 1.535 | 0.031089 | Modelled Flow Data Used & Depth Available | 142.1377 | 13
2586 | 2809 | 15910 | 10009466 | 197379 | DSWIR | Wiri Branch | Gravity | Pipe | Buried | OP | CONC | None | 1971-06-30 | 15.17 | 14.6 | dwg | SI | Transmission | Legacy | 2 |  |  | 4 | 675 | [5 empty] | 78567 | NA |  | 162.14 |  | WSL |  | Waikato,Te Kawerau a Maki,Ngāti Maru,Ngāti Tamaoho,Ngāti Whanaunga,Ngāti Tamaterā,Ngāi Tai ki Tāmaki,Ngāti Hako,Te Ākitai Waiohua | 2.33 | 2 | 2 | 2004 | te puna wai | no | 5 | 1 | 2 | CCTV Available (10-20 Years Old) & Soil Type Available | 3.5275 | 4 | 2 | 3 | 3.5 | Property Parcels, Building Outlines | 1 |  | 5 | 1.535 | 0.031134 | Modelled Flow Data Used & Depth Available | 162.143 | 13
2585 | 2808 | 15911 | 10009467 | 197775 | DSWIR | Wiri Branch | Gravity | Pipe | Buried | OP | CONC | None | 1971-06-30 | 15.72 | 15.17 | dwg | SI | Transmission | Legacy | 2 |  |  | 4 | 675 | [5 empty] | 78568 | NA |  | 141.83 |  | WSL |  | Waikato,Te Kawerau a Maki,Ngāti Maru,Ngāti Tamaoho,Ngāti Whanaunga,Ngāti Tamaterā,Ngāi Tai ki Tāmaki,Ngāti Hako,Te Ākitai Waiohua | 2.33 | 2 | 2 | 2004 | te puna wai | no | 5 | 1 | 2 | CCTV Available (10-20 Years Old) & Soil Type Available | 3.5275 | 4 | 2 | 3 | 3.5 | Property Parcels, Building Outlines | 1 |  | 5 | 1.535 | 0.031137 | Modelled Flow Data Used & Depth Available | 141.8341 | 13
1120 | 1182 | 15567 | 10004320 | 193571 | DSB06 | Branch 6 Coxs Creek | Gravity | Pipe | Buried | OP | CONC | PVC | 1991-07-31 | 6.02 | 5.97 | dwg | OM | Transmission | Legacy | 2 |  |  | 4 | 600 | [5 empty] | 74107 | NA |  | 51.69 |  | WSL |  | Te Kawerau a Maki,Ngāti Whātua,Ngāti Maru,Ngāti Whātua o Ōrākei,Ngāti Tamaoho,Ngāti Tamaterā,Ngāi Tai ki Tāmaki,Ngāti Hako,Te Ākitai Waiohua | 2 | 2 | 2 | 2018 | CCTV Footage Review Log South_Latest.xls | yes | 1 | 1 | 1 | CCTV Available (0-10 Years Old) & Soil Type Available | 3.5274 | 4 | 1 | 3 | 3.5 | Property Parcels, Building Outlines | 1 |  | 5 | 1.535 | 0.01618 | Modelled Flow Data Used & Depth Available | 51.6945 | 13
718 | 752 | 15604 | 10004318 | 193328 | DSB06 | Branch 6 Coxs Creek | Gravity | Pipe | Buried | OP | CONC | PVC | 1913-06-30 | 5.95 | 5.92 | dwg | OM | Transmission | Legacy | 2 |  |  | 4 | 600 | [5 empty] | 74105 | NA |  | 91.56 |  | WSL |  | Te Kawerau a Maki,Ngāti Whātua,Ngāti Maru,Ngāti Whātua o Ōrākei,Ngāti Tamaoho,Ngāti Tamaterā,Ngāi Tai ki Tāmaki,Ngāti Hako,Te Ākitai Waiohua | 3 | 3 | 3 | 2018 | CCTV Footage Review Log South_Latest.xls | yes | 1 | 1 | 1 | CCTV Available (0-10 Years Old) & Soil Type Available | 3.5269 | 4 | 1 | 3 | 3.5 | Property Parcels, Building Outlines | 1 |  | 5 | 1.535 | 0.016466 | Modelled Flow Data Used & Depth Available | 91.5633 | 17
2033 | 2228 | 15566 | 10004319 | 193175 | DSB06 | Branch 6 Coxs Creek | Gravity | Pipe | Buried | OP | CONC | PVC | 1913-06-30 | 5.97 | 5.95 | dwg | OM | Transmission | Legacy | 2 |  |  | 4 | 600 | [5 empty] | 74106 | NA |  | 21.94 |  | WSL |  | Te Kawerau a Maki,Ngāti Whātua,Ngāti Maru,Ngāti Whātua o Ōrākei,Ngāti Tamaoho,Ngāti Tamaterā,Ngāi Tai ki Tāmaki,Ngāti Hako,Te Ākitai Waiohua | 2 | 2 | 2 | 2018 | CCTV Footage Review Log South_Latest.xls | yes | 1 | 1 | 1 | CCTV Available (0-10 Years Old) & Soil Type Available | 3.5269 | 4 | 1 | 3 | 3.5 | Property Parcels, Building Outlines | 1 |  | 5 | 1.535 | 0.016473 | Modelled Flow Data Used & Depth Available | 21.9387 | 13
2673 | 2906 | 16737 | 10006133 | 195578 | DSHNV | Henderson Valley Branch | Gravity | Pipe | Buried | OP | CONC | None | 1961-06-30 | 5.09 | 4.73 | dwg | WI | Transmission | Legacy | 2 |  |  | 4 | 675 | [5 empty] | 75550 | NA |  | 118.98 |  | WSL |  | Te Kawerau a Maki,Ngāti Whātua,Ngāti Whātua o Ōrākei,Ngāti Tamaoho,Ngāti Tamaterā,Te Ākitai Waiohua | 2.36 | 2 | 2 | 2018 | te puna wai | no | 1 | 3 | 3 | CCTV Available (0-10 Years Old) & Soil Type Available | 3.5265 | 4 | 1 | 3 | 3.5 | Building Outlines | 1 |  | 5 | 1.535 | 0.016756 | Modelled Flow Data Used & Depth Available | 118.9792 | 13
470 | 490 | 16193 | 10005944 | 194935 | DSHIN | Howick Interceptor | Gravity | Pipe | Buried | OP | CONC | None | 1964-06-30 | 7.66 | 7.61 | dwg | HI | Transmission | Legacy | 1 |  |  | 4 | 900 | [5 empty] | 75421 | NA |  | 58.68 |  | WSL |  | Waikato,Ngāti Maru,Ngāti Tamaoho,Ngāti Whanaunga,Ngāti Tamaterā,Ngāti Pāoa,Ngāi Tai ki Tāmaki,Ngāti Hako,Te Ākitai Waiohua | 1.92 | 2 |  |  |  | no | 1 | 3 | 2 | CCTV NOT Available or Over 30 Years Old & Soil Type Available | 3.5265 | 4 | 4 | 4 | 3.5 | Property Parcels, Building Outlines | 1 |  | 1 | 1.46 | 0.10677 | Modelled Flow Data Used & Depth Available | 58.676 | 13
472 | 492 | 17421 | 10005942 | 194781 | DSHIN | Howick Interceptor | Gravity | Pipe | Buried | OP | CONC | None | 1964-06-30 | 7.58 | 7.52 | dwg | HI | Transmission | Legacy | 1 |  |  | 4 | 900 | [5 empty] | 75419 | NA |  | 11.49 |  | WSL |  | Waikato,Ngāti Maru,Ngāti Tamaoho,Ngāti Whanaunga,Ngāti Tamaterā,Ngāti Pāoa,Ngāi Tai ki Tāmaki,Ngāti Hako,Te Ākitai Waiohua | 2 | 2 | 2 | 2015 | CCTV Footage Review Log South_Latest.xls | no | 1 | 3 | 2 | CCTV Available (0-10 Years Old) & Soil Type Available | 3.5264 | 4 | 4 | 4 | 3.5 | Property Parcels, Building Outlines | 1 |  | 1 | 1.46 | 0.10666 | Modelled Flow Data Used & Depth Available | 11.4903 | 13
343 | 355 | 16940 | 10009353 | 197769 | DSWIN | Western Interceptor | Gravity | Pipe | Buried | OP | CONC | None | 1964-06-30 | 7.36 | 7.25 | dwg | WI | Transmission | Legacy | 1 |  |  | 4 | 1350 | [5 empty] | 78468 | NA |  | 90.54 |  | WSL |  | Te Kawerau a Maki,Ngāti Whātua,Ngāti Whātua o Ōrākei,Ngāti Tamaoho,Ngāti Tamaterā,Te Ākitai Waiohua | 3 | 3 | 3 | 2016 | te puna wai | no | 1 | 3 | 2 | CCTV Available (0-10 Years Old) & Soil Type Available | 3.5256 | 4 | 5 | 5 | 2.5 | Property Parcels, Building Outlines | 1 |  | 1 | 1.215 | 0.23507 | Modelled Flow Data Used & Depth Available | 90.5388 | 17
945 | 997 | 16323 | 10004204 | 193556 | DSB03 | Branch 3 Newmarket | Gravity | Pipe | Buried | OP | CONC | None | 1918-06-30 | 45.09 | 43.81 | dwg | OM | Transmission | Legacy | 2 |  |  | 4 | 630 | [5 empty] | 74009 | NA |  | 131.58 |  | WSL |  | Waikato,Te Kawerau a Maki,Ngāti Whātua,Ngāti Maru,Ngāti Whātua o Ōrākei,Ngāti Tamaoho,Te Patukirikiri,Ngāti Tamaterā,Ngāti Pāoa,Ngāi Tai ki Tāmaki,Ngāti Hako,Te Ākitai Waiohua | 3.31 | 3 | 2 | 2009 | te puna wai | no | 1 | 1 | 5 | CCTV Available (10-20 Years Old) & Soil Type Available | 3.5255 | 4 | 2 | 3 | 3.5 | Property Parcels, Building Outlines | 1 |  | 5 | 1.535 | 0.033628 | Modelled Flow Data Used & Depth Available | 131.5774 | 17
1057 | 1117 | 16571 | 10008885 | 197708 | DSTIT | Titirangi Branch | Gravity | Pipe | Buried | OP | CONC | None | 1964-06-30 | 4.26 | 4.07 | dwg | WI | Transmission | Legacy | 2 |  |  | 4 | 600 | [5 empty] | 78032 | NA |  | 42.53 |  | WSL |  | Waikato,Te Kawerau a Maki,Ngāti Whātua,Ngāti Maru,Ngāti Whātua o Ōrākei,Ngāti Tamaoho,Ngāti Tamaterā,Ngāi Tai ki Tāmaki,Ngāti Hako,Te Ākitai Waiohua | 2 | 2 | 2 | 2011 | te puna wai | no | 1 | 3 | 2 | CCTV Available (10-20 Years Old) & Soil Type Available | 3.5251 | 4 | 2 | 3 | 3.5 | Property Parcels, Building Outlines | 1 |  | 5 | 1.535 | 0.034084 | Modelled Flow Data Used & Depth Available | 42.5288 | 13
1058 | 1118 | 16573 | 10008886 | 197513 | DSTIT | Titirangi Branch | Gravity | Pipe | Buried | OP | CONC | None | 1964-06-30 | 5.44 | 4.29 | dwg | WI | Transmission | Legacy | 2 |  |  | 4 | 600 | [5 empty] | 78033 | NA |  | 217.47 |  | WSL |  | Waikato,Te Kawerau a Maki,Ngāti Whātua,Ngāti Whātua o Ōrākei,Ngāti Tamaoho,Ngāti Tamaterā,Ngāi Tai ki Tāmaki,Te Ākitai Waiohua | 2 | 2 | 2 | 2011 | te puna wai | no | 1 | 3 | 2 | CCTV Available (10-20 Years Old) & Soil Type Available | 3.5251 | 4 | 2 | 3 | 3.5 | Property Parcels, Building Outlines | 1 |  | 5 | 1.535 | 0.034129 | Modelled Flow Data Used & Depth Available | 217.4731 | 13
4417 | 4713 | 2738635 | 10105681 | 193204 | DPPKE | Pukekohe Wastewater Pump Station (PS92) | Rising | Pipe | In Build | OP | CONC | None | 2017-05-12 |  |  | 0.1s | SI | Transmission | T0001204 | 2 |  |  | 4 | 600 | [5 empty] | 72397 | NA |  | 17.53 |  | WSL |  | Waikato,Ngāti Maru,Ngāti Tamaoho,Ngāi Tai ki Tāmaki,Ngāti Hako,Te Ākitai Waiohua | 1.76 | 2 |  |  |  | no | 5 | 1 | 1 | CCTV NOT Available or Over 30 Years Old & Soil Type Available | 3.524 | 4 | 3 | 5 | 3.5 | Property Parcels, Building Outlines | 1 | Aquifer - Franklin Volcanic Aquifer | 1.5 | 1.54 | 0.6 | Diameter Used For Flow Approximation & Depth Available | 17.533 | 13
485 | 505 | 17773 | 10006080 | 194947 | DSHIN | Howick Interceptor | Rising | Pipe | Buried | OP | CONC | None | 1964-06-30 |  | 10.31 | dwg | HI | Transmission | Legacy | 1 |  |  | 4 | 750 | [5 empty] | 75496 | NA |  | 151 |  | WSL |  | Waikato,Te Kawerau a Maki,Ngāti Whātua,Ngāti Maru,Ngāti Whātua o Ōrākei,Ngāti Tamaoho,Ngāti Whanaunga,Ngāti Tamaterā,Ngāti Pāoa,Ngāi Tai ki Tāmaki,Ngāti Hako,Te Ākitai Waiohua | 2.29 | 2 |  |  |  | no | 3 | 3 | 2 | CCTV NOT Available or Over 30 Years Old & Soil Type Available | 3.524 | 4 | 3 | 5 | 3.5 | Property Parcels, Building Outlines | 1 |  | 1.5 | 1.54 | 0.6 | Diameter Used For Flow Approximation & Depth Available | 150.9979 | 13
4486 | 4783 | 4547286 | 10077007 | 193000 | DPSIN | PS 84 Manurewa South | Rising | Pipe | Buried | OP | DI | None | 2012-03-03 |  |  | dwg | SI | Transmission | T0001328 | 2 |  |  | 4 | 675 | [5 empty] | 72945 | NA |  | 16.85 |  | WSL |  | Waikato,Ngāti Maru,Ngāti Tamaoho,Ngāti Whanaunga,Ngāti Tamaterā,Ngāti Pāoa,Ngāi Tai ki Tāmaki,Ngāti Hako,Te Ākitai Waiohua | 1.59 | 2 |  |  |  | no | 3 | 3 | 1 | CCTV NOT Available or Over 30 Years Old & Soil Type Available | 3.524 | 4 | 3 | 5 | 3.5 | Building Outlines | 1 |  | 1.5 | 1.54 | 0.6 | Diameter Used For Flow Approximation & Depth Available | 16.8469 | 13
3031 | 3292 | 938915 | 10089164 | 193036 | DSALB | Albany Branch Sewer TS20 | Rising | Pipe | Buried | OP | CLS | None | 1996-01-01 |  |  | dwg | NI | Transmission | Legacy | 2 |  |  | 4 | 610 | [5 empty] | 63991 | NA |  | 1396.66 |  | WSL |  | Te Kawerau a Maki,Ngāti Whātua,Ngāti Maru,Ngāti Whātua o Kaipara,Ngāti Whātua o Ōrākei,Ngāti Tamaoho,Ngāti Manuhiri,Te Patukirikiri,Ngāti Whanaunga,Ngāti Tamaterā,Ngāti Pāoa,Ngāi Tai ki Tāmaki,Ngāti Hako,Te Ākitai Waiohua | 1.92 | 2 |  |  |  | no | 1 | 3 | 2 | CCTV NOT Available or Over 30 Years Old & Soil Type Available | 3.524 | 4 | 3 | 5 | 3.5 | Property Parcels, Building Outlines | 1 |  | 1.5 | 1.54 | 0.6 | Diameter Used For Flow Approximation & Depth Available | 1396.6621 | 13
143 | 149 | 16529 | 10009458 | 197990 | DSWIN | Western Interceptor | Rising | Pipe | Buried | OP | CLS | None | 1989-06-30 |  | 19.62 | dwg | WI | Transmission | Legacy | 1 |  |  | 4 | 650 | [5 empty] | 78550 | NA |  | 855.29 |  | WSL |  | Waikato,Te Kawerau a Maki,Ngāti Whātua,Ngāti Maru,Ngāti Whātua o Ōrākei,Ngāti Tamaoho,Ngāti Tamaterā,Ngāi Tai ki Tāmaki,Ngāti Hako,Te Ākitai Waiohua | 1.92 | 2 |  |  |  | no | 1 | 3 | 2 | CCTV NOT Available or Over 30 Years Old & Soil Type Available | 3.524 | 4 | 3 | 5 | 3.5 | Property Parcels, Building Outlines | 1 | Significant Ecological Area - SEA_T_6011 | 1.5 | 1.54 | 0.6 | Diameter Used For Flow Approximation & Depth Available | 855.294 | 13
1918 | 2096 | 17456 | 10007326 | 196118 | DSOTB | Otara Branch | Rising | Pipe | Buried | OP | CONC | None | 1961-06-30 |  |  | dwg | SI | Transmission | Legacy | 2 |  |  | 4 | 635 | [5 empty] | 76479 | NA |  | 123.31 |  | WSL |  | Waikato,Te Kawerau a Maki,Ngāti Maru,Ngāti Whātua o Ōrākei,Ngāti Tamaoho,Ngāti Tamaterā,Ngāi Tai ki Tāmaki,Ngāti Hako,Te Ākitai Waiohua | 2.62 | 3 |  |  |  | no | 1 | 3 | 3 | CCTV NOT Available or Over 30 Years Old & Soil Type Available | 3.524 | 4 | 3 | 5 | 3.5 | Property Parcels, Building Outlines | 1 |  | 1.5 | 1.54 | 0.6 | Diameter Used For Flow Approximation & Depth Available | 123.3101 | 17
1930 | 2109 | 17717 | 10007330 | 196119 | DSOTB | Otara Branch | Rising | Pipe | Buried | OP | CONC | None | 1961-06-30 |  |  | dwg | SI | Transmission | Legacy | 2 |  |  | 4 | 700 | [5 empty] | 76483 | NA |  | 74.2 |  | WSL |  | Waikato,Te Kawerau a Maki,Ngāti Maru,Ngāti Whātua o Ōrākei,Ngāti Tamaoho,Ngāti Tamaterā,Ngāti Pāoa,Ngāi Tai ki Tāmaki,Ngāti Hako,Te Ākitai Waiohua | 2.62 | 3 |  |  |  | no | 1 | 3 | 3 | CCTV NOT Available or Over 30 Years Old & Soil Type Available | 3.524 | 4 | 3 | 5 | 3.5 | Property Parcels, Building Outlines | 1 | Place Of Historic Heritage - St Mary's Home and Chapel, including Jane Cowie building | 1.5 | 1.54 | 0.6 | Diameter Used For Flow Approximation & Depth Available | 74.1961 | 17
3648 | 3922 | 906994 | 10088065 | 195436 | DSKHK | Kahika Branch Sewer TS11 | Siphon | Pipe | Buried | OP | CONC | None | 1961-01-01 |  |  | dwg | NI | Transmission | Legacy | 2 |  |  | 4 | 635 | [5 empty] | 64942 | NA |  | 50.24 |  | WSL |  | Te Kawerau a Maki,Ngāti Whātua,Ngāti Maru,Ngāti Whātua o Ōrākei,Ngāti Tamaoho,Ngāti Manuhiri,Ngāti Whanaunga,Ngāti Tamaterā,Ngāti Pāoa,Ngāi Tai ki Tāmaki,Ngāti Hako,Te Ākitai Waiohua | 2.41 | 2 |  |  |  | no | 1 | 1 | 3 | CCTV NOT Available or Over 30 Years Old & Soil Type Available | 3.524 | 4 | 3 | 5 | 3.5 | Property Parcels, Building Outlines | 1 | Significant Ecological Area - SEA_T_8321 | 1.5 | 1.54 | 0.6 | Diameter Used For Flow Approximation & Depth Available | 50.2394 | 13
2964 | 3222 | 904439 | 10088094 | 195443 | DSKHK | Kahika Branch Sewer TS11 | Siphon | Pipe | Buried | OP | CONC | None | 1961-01-01 |  |  | dwg | NI | Transmission | Legacy | 2 |  |  | 4 | 635 | [5 empty] | 64968 | NA |  | 39.93 |  | WSL |  | Te Kawerau a Maki,Ngāti Whātua,Ngāti Maru,Ngāti Whātua o Ōrākei,Ngāti Tamaoho,Ngāti Manuhiri,Ngāti Whanaunga,Ngāti Tamaterā,Ngāti Pāoa,Ngāi Tai ki Tāmaki,Ngāti Hako,Te Ākitai Waiohua | 2.41 | 2 |  |  |  | no | 1 | 1 | 3 | CCTV NOT Available or Over 30 Years Old & Soil Type Available | 3.524 | 4 | 3 | 5 | 3.5 | Property Parcels, Building Outlines | 1 | Significant Ecological Area - SEA_T_8323 | 1.5 | 1.54 | 0.6 | Diameter Used For Flow Approximation & Depth Available | 39.9323 | 13
3552 | 3825 | 938882 | 10088080 | 195219 | DSKHK | Kahika Branch Sewer TS11 | Siphon | Pipe | Buried | OP | CONC | None | 1961-01-01 |  |  | dwg | NI | Transmission | Legacy | 2 |  |  | 4 | 635 | [5 empty] | 64978 | NA |  | 39.84 |  | WSL |  | Te Kawerau a Maki,Ngāti Whātua,Ngāti Maru,Ngāti Whātua o Ōrākei,Ngāti Tamaoho,Ngāti Manuhiri,Ngāti Whanaunga,Ngāti Tamaterā,Ngāti Pāoa,Ngāi Tai ki Tāmaki,Ngāti Hako,Te Ākitai Waiohua | 3 | 3 | 3 | 2015 | te puna wai | no | 1 | 1 | 3 | CCTV Available (0-10 Years Old) & Soil Type Available | 3.524 | 4 | 3 | 5 | 3.5 | Property Parcels, Building Outlines | 1 |  | 1.5 | 1.54 | 0.6 | Diameter Used For Flow Approximation & Depth Available | 39.835 | 17
1812 | 1976 | 17145 | 10007972 | 197004 | DSRSB | Rosebank Branch | Siphon | Pipe | Buried | OP | CONC | None | 1968-06-30 | 9.74 | 0 | dwg | WI | Transmission | Legacy | 2 |  |  | 4 | 675 | [5 empty] | 77174 | NA |  | 35.73 |  | WSL |  | Te Kawerau a Maki,Ngāti Whātua,Ngāti Whātua o Ōrākei,Ngāti Tamaoho,Ngāti Tamaterā,Ngāi Tai ki Tāmaki,Te Ākitai Waiohua | 2 | 2 | 2 | 2014 | te puna wai | no | 1 | 3 | 2 | CCTV Available (0-10 Years Old) & Soil Type Available | 3.524 | 4 | 3 | 5 | 3.5 | Property Parcels, Building Outlines | 1 |  | 1.5 | 1.54 | 0.6 | Diameter Used For Flow Approximation & Depth Available | 35.7301 | 13
2014 | 2201 | 17904 | 10099215 | 193029 | DPWIN | PS 25 St George | Rising | Pipe | Buried | OP | CLS | None | 1989-06-30 | -1.09 |  | dwg | WI | Transmission | Legacy | 2 |  |  | 4 | 650 | [5 empty] | 73627 | NA |  | 25.49 |  | WSL |  | Waikato,Te Kawerau a Maki,Ngāti Whātua,Ngāti Maru,Ngāti Whātua o Ōrākei,Ngāti Tamaoho,Ngāti Tamaterā,Ngāi Tai ki Tāmaki,Ngāti Hako,Te Ākitai Waiohua | 1.92 | 2 |  |  |  | no | 1 | 3 | 2 | CCTV NOT Available or Over 30 Years Old & Soil Type Available | 3.524 | 4 | 3 | 5 | 3.5 | Building Outlines | 1 |  | 1.5 | 1.54 | 0.6 | Diameter Used For Flow Approximation & Depth Available | 25.4868 | 13
924 | 974 | 17903 | 10003023 | 193286 | DPWIN | PS 25 St George | Rising | Pipe | Buried | OP | CLS | None | 1964-06-30 |  |  | dwg | WI | Transmission | Legacy | 2 |  |  | 4 | 700 | [5 empty] | 73620 | NA |  | 8.71 |  | WSL |  | Waikato,Te Kawerau a Maki,Ngāti Whātua,Ngāti Maru,Ngāti Whātua o Ōrākei,Ngāti Tamaoho,Ngāti Tamaterā,Ngāi Tai ki Tāmaki,Ngāti Hako,Te Ākitai Waiohua | 4.03 | 4 |  |  |  | no | 1 | 3 | 5 | CCTV NOT Available or Over 30 Years Old & Soil Type Available | 3.524 | 4 | 3 | 5 | 3.5 | Building Outlines | 1 |  | 1.5 | 1.54 | 0.6 | Diameter Used For Flow Approximation & Depth Available | 8.7143 | 21
2763 | 3005 | 302824 | 10064131 | 193169 | DPONE | PS 23 Hillsborough | Rising | Pipe | Buried | OP | MS | None | 2008-10-01 |  |  | dwg | WI | Transmission | DC10061 | 2 |  |  | 4 | 700 | [5 empty] | 71491 | NA |  | 1.75 |  | WSL |  | Waikato,Te Kawerau a Maki,Ngāti Whātua,Ngāti Maru,Ngāti Whātua o Ōrākei,Ngāti Tamaoho,Ngāti Tamaterā,Ngāi Tai ki Tāmaki,Ngāti Hako,Te Ākitai Waiohua | 1 | 1 |  |  |  | no | 1 | 1 | 1 | CCTV NOT Available or Over 30 Years Old & Soil Type Available | 3.524 | 4 | 3 | 5 | 3.5 | Building Outlines | 1 |  | 1.5 | 1.54 | 0.6 | Diameter Used For Flow Approximation & Depth Available | 1.7512 | 7
306 | 318 | 17518 | 10099261 | 195876 | DSORM | Orakei Main Sewer | Gravity | Pipe | Buried | OP | BRICK | None | 1911-06-30 | 3.2 | 3.17 | dwg | OM | Transmission | Legacy | 1 |  |  | 4 | 2300 | [5 empty] | 76259 | NA |  | 178.98 |  | WSL |  | Te Kawerau a Maki,Ngāti Whātua,Ngāti Maru,Ngāti Whātua o Ōrākei,Ngāti Tamaoho,Te Patukirikiri,Ngāti Tamaterā,Ngāti Pāoa,Ngāi Tai ki Tāmaki,Ngāti Hako,Te Ākitai Waiohua | 3.12 | 3 |  |  |  | no | 1 | 1 | 4 | CCTV NOT Available or Over 30 Years Old & Soil Type Available | 3.5219 | 4 | 5 | 5 | 2 | Public Park & Sports Area | 1 |  | 5 | 1.2 | 0.242 | Modelled Flow Data Used & Depth Available | 178.9785 | 17
1504 | 1611 | 16907 | 10008493 | 197174 | DSSWN | Swanson Branch | Gravity | Pipe | Buried | OP | CONC | None | 1965-06-30 | 4.18 | 2.83 | dwg | WI | Transmission | Legacy | 2 |  |  | 4 | 675 | [5 empty] | 77759 | NA |  | 175.93 |  | WSL |  | Te Kawerau a Maki,Ngāti Whātua,Ngāti Whātua o Ōrākei,Ngāti Tamaoho,Ngāti Tamaterā,Te Ākitai Waiohua | 2 | 2 | 2 | 2009 | te puna wai | no | 1 | 3 | 2 | CCTV Available (10-20 Years Old) & Soil Type Available | 3.5213 | 4 | 2 | 3 | 3.5 | Property Parcels, Building Outlines | 1 |  | 5 | 1.535 | 0.03882 | Modelled Flow Data Used & Depth Available | 175.9304 | 13
14 | 14 | 16168 | 10005981 | 195471 | DSHIN | Howick Interceptor | Gravity | Pipe | Buried | OP | CONC | None | 1964-06-30 | 16.92 | 16.72 | dwg | HI | Transmission | Legacy | 1 |  |  | 4 | 600 | ASBUILT | ASBUILT | ASBUILT | ASBUILT | CONS | 75458 | NA |  | 81.05 | ASBUILT | WSL |  | Waikato,Ngāti Maru,Ngāti Tamaoho,Ngāti Whanaunga,Ngāti Tamaterā,Ngāti Pāoa,Ngāi Tai ki Tāmaki,Ngāti Hako,Te Ākitai Waiohua | 2 | 2 | 2 | 2015 | CCTV Footage Review Log South_Latest.xls | no | 1 | 1 | 2 | CCTV Available (0-10 Years Old) & Soil Type Available | 3.5212 | 4 | 2 | 3 | 3.5 | Property Parcels, Building Outlines | 1 |  | 5 | 1.535 | 0.038975 | Modelled Flow Data Used & Depth Available | 81.046 | 13
1923 | 2101 | 16020 | 10007223 | 196308 | DSOTB | Otara Branch | Gravity | Pipe | Buried | OP | CONC | None | 1961-06-30 | 10.68 | 10.48 | dwg | SI | Transmission | Legacy | 2 |  |  | 4 | 900 | [5 empty] | 76404 | NA |  | 137.9 |  | WSL |  | Waikato,Te Kawerau a Maki,Ngāti Maru,Ngāti Tamaoho,Ngāti Tamaterā,Ngāi Tai ki Tāmaki,Ngāti Hako,Te Ākitai Waiohua | 2.36 | 2 | 2 | 2016 | CCTV Footage Review Log South_Latest.xls | no | 1 | 3 | 3 | CCTV Available (0-10 Years Old) & Soil Type Available | 3.5212 | 4 | 4 | 4 | 3.5 | Property Parcels, Building Outlines | 1 |  | 1 | 1.46 | 0.10025 | Modelled Flow Data Used & Depth Available | 137.8972 | 13
1789 | 1952 | 16799 | 10005726 | 195006 | DSGLE | Glen Eden Branch | Gravity | Pipe | Buried | OP | CONC | None | 1965-06-30 | 13.34 | 12.92 | dwg | WI | Transmission | Legacy | 2 |  |  | 4 | 675 | [5 empty] | 75214 | NA |  | 125.45 |  | WSL |  | Te Kawerau a Maki,Ngāti Whātua,Ngāti Whātua o Ōrākei,Ngāti Tamaoho,Ngāti Tamaterā,Te Ākitai Waiohua | 2.33 | 2 | 2 | 2011 | te puna wai | no | 5 | 1 | 2 | CCTV Available (10-20 Years Old) & Soil Type Available | 3.5212 | 4 | 2 | 3 | 3.5 | Property Parcels, Building Outlines | 1 |  | 5 | 1.535 | 0.039065 | Modelled Flow Data Used & Depth Available | 125.454 | 13
13 | 13 | 16169 | 10005982 | 195555 | DSHIN | Howick Interceptor | Gravity | Pipe | Buried | OP | CONC | None | 1964-06-30 | 17.09 | 16.92 | dwg | HI | Transmission | Legacy | 1 |  |  | 4 | 600 | ASBUILT | ASBUILT | ASBUILT | ASBUILT | CONS | 75459 | NA |  | 60.23 | ASBUILT | WSL |  | Waikato,Ngāti Maru,Ngāti Tamaoho,Ngāti Whanaunga,Ngāti Tamaterā,Ngāti Pāoa,Ngāi Tai ki Tāmaki,Ngāti Hako,Te Ākitai Waiohua | 3 | 3 | 3 | 2015 | CCTV Footage Review Log South_Latest.xls | no | 5 | 1 | 2 | CCTV Available (0-10 Years Old) & Soil Type Available | 3.5211 | 4 | 2 | 3 | 3.5 | Property Parcels, Building Outlines | 1 |  | 5 | 1.535 | 0.039091 | Modelled Flow Data Used & Depth Available | 60.2281 | 17
12 | 12 | 16170 | 10005983 | 195316 | DSHIN | Howick Interceptor | Gravity | Pipe | Buried | OP | CONC | None | 1964-06-30 | 17.52 | 17.09 | dwg | HI | Transmission | Legacy | 1 |  |  | 4 | 600 | [5 empty] | 75460 | NA |  | 85.23 |  | WSL |  | Waikato,Ngāti Maru,Ngāti Tamaoho,Ngāti Whanaunga,Ngāti Tamaterā,Ngāti Pāoa,Ngāi Tai ki Tāmaki,Ngāti Hako,Te Ākitai Waiohua | 3 | 3 | 3 | 2015 | CCTV Footage Review Log South_Latest.xls | no | 5 | 1 | 2 | CCTV Available (0-10 Years Old) & Soil Type Available | 3.521 | 4 | 2 | 3 | 3.5 | Property Parcels, Building Outlines | 1 |  | 5 | 1.535 | 0.039203 | Modelled Flow Data Used & Depth Available | 85.2323 | 17
1508 | 1615 | 16902 | 10008487 | 197572 | DSSWN | Swanson Branch | Gravity | Pipe | Buried | OP | CONC | None | 1965-06-30 | 1.44 | 1.24 | dwg | WI | Transmission | Legacy | 2 |  |  | 4 | 750 | [5 empty] | 77754 | NA |  | 116.51 |  | WSL |  | Te Kawerau a Maki,Ngāti Whātua,Ngāti Whātua o Ōrākei,Ngāti Tamaoho,Ngāti Tamaterā,Te Ākitai Waiohua | 2.05 | 2 | 1 | 2009 | te puna wai | no | 5 | 1 | 2 | CCTV Available (10-20 Years Old) & Soil Type Available | 3.521 | 4 | 2 | 3 | 3.5 | Property Parcels, Building Outlines | 1 |  | 5 | 1.535 | 0.039242 | Modelled Flow Data Used & Depth Available | 116.51 | 13
2145 | 2346 | 17280 | 10004152 | 193377 | DSB02 | Branch 2 Portland Road | Gravity | Pipe | Buried | OP | CONC | None | 1983-08-01 | 5.12 | 5.04 | dwg | OM | Transmission | Legacy | 2 |  |  | 4 | 675 | [5 empty] | 73956 | NA |  | 43.22 |  | WSL |  | Waikato,Te Kawerau a Maki,Ngāti Whātua,Ngāti Maru,Ngāti Whātua o Ōrākei,Ngāti Tamaoho,Te Patukirikiri,Ngāti Tamaterā,Ngāti Pāoa,Ngāi Tai ki Tāmaki,Ngāti Hako,Te Ākitai Waiohua | 1.62 | 2 | 1 | 2015 | te puna wai | no | 3 | 1 | 2 | CCTV Available (0-10 Years Old) & Soil Type Available | 3.521 | 4 | 3 | 3 | 3.5 | Property Parcels, Building Outlines | 1 |  | 5 | 1.535 | 0.6 | Diameter Used For Flow Approximation & Depth Available | 43.2155 | 13
2103 | 2304 | 16586 | 10099291 | 197529 | DSTIT | Titirangi Branch | Gravity | Pipe | In Tunnel | OP | CONC | None | 1987-06-30 | -3.38 | -5.61 | dwg | WI | Transmission | Legacy | 2 |  |  | 4 | 750 | [5 empty] | 78083 | NA |  | 875.29 |  | WSL |  | Waikato,Te Kawerau a Maki,Ngāti Whātua,Ngāti Whātua o Ōrākei,Ngāti Tamaoho,Ngāti Tamaterā,Te Ākitai Waiohua | 1 | 1 |  |  |  | no | 1 | 1 | 1 | CCTV NOT Available or Over 30 Years Old & Soil Type Available | 3.521 | 4 | 3 | 3 | 3.5 | Property Parcels, Building Outlines, Safe Swim Beach | 1 | Significant Ecological Area - SEA_T_5539 | 5 | 1.535 | 0.6 | Diameter Used For Flow Approximation & Depth Available | 875.2896 | 7
675 | 704 | 15758 | 10004851 | 193471 | DSB4D | Branch 4A Diversion | Gravity | Pipe | Buried | OP | CONC | None | 1965-06-30 | -2.12 | -2.66 | dwg | OM | Transmission | Legacy | 2 |  |  | 4 | 600 | [5 empty] | 74431 | NA |  | 408.8 |  | WSL |  | Te Kawerau a Maki,Ngāti Whātua,Ngāti Maru,Ngāti Whātua o Ōrākei,Ngāti Tamaoho,Te Patukirikiri,Ngāti Tamaterā,Ngāti Pāoa,Ngāi Tai ki Tāmaki,Ngāti Hako,Te Ākitai Waiohua | 3 | 3 | 3 | 2007 | te puna wai | no | 1 | 1 | 2 | CCTV Available (10-20 Years Old) & Soil Type Available | 3.521 | 4 | 3 | 3 | 3.5 | Property Parcels, Building Outlines, Public Park & Sports Area | 1 | Place Of Historic Heritage - Supreme Court (former) | 5 | 1.535 | 0.6 | Diameter Used For Flow Approximation & Depth Available | 408.7994 | 17
677 | 706 | 15787 | 10004054 | 193509 | DSB01 | Branch 1 Remuera | Gravity | Pipe | In Tunnel | OP | CONC | CIP | 1910-06-30 | 4.87 | 4.26 | appr | OM | Transmission | Legacy | 2 |  |  | 4 | 675 | [5 empty] | 73908 | NA |  | 243.53 |  | WSL |  | Waikato,Te Kawerau a Maki,Ngāti Whātua,Ngāti Maru,Ngāti Whātua o Ōrākei,Ngāti Tamaoho,Te Patukirikiri,Ngāti Tamaterā,Ngāti Pāoa,Ngāi Tai ki Tāmaki,Ngāti Hako,Te Ākitai Waiohua | 1 | 1 | 1 | 2013 | te puna wai | yes | 1 | 1 | 1 | CCTV Available (10-20 Years Old) & Soil Type Available | 3.521 | 4 | 3 | 3 | 3.5 | Property Parcels, Building Outlines | 1 |  | 5 | 1.535 | 0.6 | Diameter Used For Flow Approximation & Depth Available | 243.5339 | 7
1288 | 1378 | 16794 | 10009190 | 197940 | DSWHE | Whenuapai Branch | Gravity | Pipe | Buried | OP | CONC | None | 1965-06-30 | 6.71 | 6.67 | dwg | WI | Transmission | Legacy | 2 |  |  | 4 | 750 | [5 empty] | 78280 | NA |  | 36.94 |  | WSL |  | Te Kawerau a Maki,Ngāti Whātua,Ngāti Maru,Ngāti Whātua o Ōrākei,Ngāti Tamaoho,Ngāti Tamaterā,Ngāti Hako,Te Ākitai Waiohua | 2 | 2 | 2 | 2017 | CCTV Footage Review Log South_Latest.xls | no | 1 | 1 | 2 | CCTV Available (0-10 Years Old) & Soil Type Available | 3.521 | 4 | 3 | 3 | 3.5 | Property Parcels, Building Outlines | 1 |  | 5 | 1.535 | 0.6 | Diameter Used For Flow Approximation & Depth Available | 36.9363 | 13
676 | 705 | 15779 | 10004062 | 193511 | DSB01 | Branch 1 Remuera | Gravity | Pipe | Buried | OP | VC | RIBLO | 1910-06-30 | 18.98 | 18.6 | dwg | OM | Transmission | Legacy | 2 |  |  | 4 | 600 | [5 empty] | 73916 | NA |  | 36.66 |  | WSL |  | Waikato,Te Kawerau a Maki,Ngāti Whātua,Ngāti Maru,Ngāti Whātua o Ōrākei,Ngāti Tamaoho,Te Patukirikiri,Ngāti Tamaterā,Ngāti Pāoa,Ngāi Tai ki Tāmaki,Ngāti Hako,Te Ākitai Waiohua | 3 | 3 | 3 | 2013 | te puna wai | yes | 1 | 1 | 1 | CCTV Available (10-20 Years Old) & Soil Type Available | 3.521 | 4 | 3 | 3 | 3.5 | Property Parcels, Building Outlines | 1 |  | 5 | 1.535 | 0.6 | Diameter Used For Flow Approximation & Depth Available | 36.6615 | 17
751 | 789 | 17491 | 10005725 | 194502 | DSGLE | Glen Eden Branch | Gravity | Pipe | Buried | OP | CONC | None | 1965-06-30 | 12.92 | 12.73 | dwg | WI | Transmission | Legacy | 2 |  |  | 4 | 675 | [5 empty] | 75213 | NA |  | 53.99 |  | WSL |  | Te Kawerau a Maki,Ngāti Whātua,Ngāti Whātua o Ōrākei,Ngāti Tamaoho,Ngāti Tamaterā,Te Ākitai Waiohua | 2.33 | 2 | 2 | 2011 | te puna wai | no | 5 | 1 | 2 | CCTV Available (10-20 Years Old) & Soil Type Available | 3.521 | 4 | 2 | 3 | 3.5 | Property Parcels, Building Outlines | 1 | Significant Ecological Area - SEA_T_4685 | 5 | 1.535 | 0.039255 | Modelled Flow Data Used & Depth Available | 53.992 | 13
19 | 19 | 16165 | 10005976 | 194943 | DSHIN | Howick Interceptor | Gravity | Pipe | Buried | OP | CONC | None | 1964-06-30 | 15.71 | 15.45 | dwg | HI | Transmission | Legacy | 1 |  |  | 4 | 600 | ASBUILT | ASBUILT | ASBUILT | ASBUILT | CONS | 75453 | NA |  | 98.33 | ASBUILT | WSL |  | Waikato,Ngāti Maru,Ngāti Tamaoho,Ngāti Whanaunga,Ngāti Tamaterā,Ngāti Pāoa,Ngāi Tai ki Tāmaki,Ngāti Hako,Te Ākitai Waiohua | 2 | 2 | 2 | 2015 | CCTV Footage Review Log South_Latest.xls | no | 1 | 3 | 2 | CCTV Available (0-10 Years Old) & Soil Type Available | 3.5208 | 4 | 2 | 3 | 3.5 | Property Parcels, Building Outlines | 1 |  | 5 | 1.535 | 0.039535 | Modelled Flow Data Used & Depth Available | 98.3276 | 13
17 | 17 | 17021 | 10005978 | 194790 | DSHIN | Howick Interceptor | Gravity | Pipe | Buried | OP | CONC | None | 1964-06-30 | 16.21 | 15.96 | dwg | HI | Transmission | Legacy | 1 |  |  | 4 | 600 | [5 empty] | 75455 | NA |  | 100.91 |  | WSL |  | Waikato,Ngāti Maru,Ngāti Tamaoho,Ngāti Whanaunga,Ngāti Tamaterā,Ngāti Pāoa,Ngāi Tai ki Tāmaki,Ngāti Hako,Te Ākitai Waiohua | 2 | 2 | 2 | 2015 | CCTV Footage Review Log South_Latest.xls | no | 1 | 1 | 2 | CCTV Available (0-10 Years Old) & Soil Type Available | 3.5207 | 4 | 2 | 3 | 3.5 | Property Parcels, Building Outlines | 1 |  | 5 | 1.535 | 0.03958 | Modelled Flow Data Used & Depth Available | 100.9098 | 13
18 | 18 | 17020 | 10005977 | 195470 | DSHIN | Howick Interceptor | Gravity | Pipe | Buried | OP | CONC | None | 1964-06-30 | 15.96 | 15.71 | dwg | HI | Transmission | Legacy | 1 |  |  | 4 | 600 | ASBUILT | ASBUILT | ASBUILT | ASBUILT | CONS | 75454 | NA |  | 98.78 | ASBUILT | WSL |  | Waikato,Ngāti Maru,Ngāti Tamaoho,Ngāti Whanaunga,Ngāti Tamaterā,Ngāti Pāoa,Ngāi Tai ki Tāmaki,Ngāti Hako,Te Ākitai Waiohua | 2 | 2 | 2 | 2015 | CCTV Footage Review Log South_Latest.xls | no | 1 | 1 | 2 | CCTV Available (0-10 Years Old) & Soil Type Available | 3.5207 | 4 | 2 | 3 | 3.5 | Property Parcels, Building Outlines | 1 |  | 5 | 1.535 | 0.039609 | Modelled Flow Data Used & Depth Available | 98.7829 | 13
16 | 16 | 16166 | 10005979 | 195315 | DSHIN | Howick Interceptor | Gravity | Pipe | Buried | OP | CONC | None | 1964-06-30 | 16.43 | 16.21 | dwg | HI | Transmission | Legacy | 1 |  |  | 4 | 600 | [5 empty] | 75456 | NA |  | 88.45 |  | WSL |  | Waikato,Ngāti Maru,Ngāti Tamaoho,Ngāti Whanaunga,Ngāti Tamaterā,Ngāti Pāoa,Ngāi Tai ki Tāmaki,Ngāti Hako,Te Ākitai Waiohua | 2 | 2 | 2 | 2015 | CCTV Footage Review Log South_Latest.xls | no | 1 | 1 | 2 | CCTV Available (0-10 Years Old) & Soil Type Available | 3.5206 | 4 | 2 | 3 | 3.5 | Property Parcels, Building Outlines | 1 |  | 5 | 1.535 | 0.039718 | Modelled Flow Data Used & Depth Available | 88.4513 | 13
3136 | 3398 | 906143 | 10089545 | 193960 | DSBHV | Beach Haven Branch Sewer TS10 | Gravity | Pipe | Buried | OP | CONC | None | 2004-05-01 | 4.18 | 3.91 | dwg | NI | Transmission | Legacy | 2 |  |  | 4 | 675 | [5 empty] | 64198 | NA |  | 117.25 |  | WSL |  | Te Kawerau a Maki,Ngāti Whātua,Ngāti Maru,Ngāti Whātua o Ōrākei,Ngāti Tamaoho,Ngāti Manuhiri,Ngāti Whanaunga,Ngāti Tamaterā,Ngāti Pāoa,Ngāi Tai ki Tāmaki,Ngāti Hako,Te Ākitai Waiohua | 1 | 1 |  |  |  | no | 1 | 1 | 1 | CCTV NOT Available or Over 30 Years Old & Soil Type Available | 3.5193 | 4 | 2 | 3 | 3.5 | Property Parcels, Building Outlines | 1 |  | 5 | 1.535 | 0.041348 | Modelled Flow Data Used & Depth Available | 117.2534 | 7
3452 | 3725 | 938174 | 10089547 | 194236 | DSBHV | Beach Haven Branch Sewer TS10 | Gravity | Pipe | Buried | OP | CONC | None | 2004-05-01 | 4.56 | 4.22 | dwg | NI | Transmission | Legacy | 2 |  |  | 4 | 675 | [5 empty] | 64200 | NA |  | 70.95 |  | WSL |  | Te Kawerau a Maki,Ngāti Whātua,Ngāti Maru,Ngāti Whātua o Ōrākei,Ngāti Tamaoho,Ngāti Manuhiri,Ngāti Whanaunga,Ngāti Tamaterā,Ngāti Pāoa,Ngāi Tai ki Tāmaki,Ngāti Hako,Te Ākitai Waiohua | 1 | 1 |  |  |  | no | 1 | 1 | 1 | CCTV NOT Available or Over 30 Years Old & Soil Type Available | 3.5193 | 4 | 2 | 3 | 3.5 | Property Parcels, Building Outlines | 1 |  | 5 | 1.535 | 0.041348 | Modelled Flow Data Used & Depth Available | 70.952 | 7
1054 | 1114 | 16567 | 10009556 | 197871 | DSWSL | Westlynn Branch | Gravity | Pipe | Bridged | OP | VC | None | 1958-06-30 | 6.89 | 6.75 | dwg | WI | Transmission | Legacy | 2 |  |  | 4 | 225 | [5 empty] | 78640 | NA |  | 8.03 |  | WSL |  | Waikato,Te Kawerau a Maki,Ngāti Whātua,Ngāti Whātua o Ōrākei,Ngāti Tamaoho,Ngāti Tamaterā,Te Ākitai Waiohua | 2 | 2 | 2 | 1996 | te puna wai | no | 1 | 1 | 2 | CCTV Available (20-30 Years Old) & Soil Type Not Available | 3.5165 | 4 | 1 | 5 | 2.5 | Property Parcels | 4 | Significant Ecological Area - SEA_T_4711, NZ River Lines | 1.5 | 1.515 | 0.0039734 | Modelled Flow Data Used & Depth Available | 8.0254 | 13
219 | 231 | 16849 | 10009246 | 197347 | DSWIN | Western Interceptor | Gravity | Pipe | Buried | OP | CONC | None | 1964-06-30 | 8.73 | 8.57 | dwg | WI | Transmission | Legacy | 1 |  |  | 4 | 1200 | [5 empty] | 78479 | NA |  | 110.33 |  | WSL |  | Te Kawerau a Maki,Ngāti Whātua,Ngāti Whātua o Ōrākei,Ngāti Tamaoho,Ngāti Tamaterā,Te Ākitai Waiohua | 3 | 3 | 3 | 2016 | te puna wai | no | 1 | 3 | 2 | CCTV Available (0-10 Years Old) & Soil Type Available | 3.5154 | 4 | 5 | 5 | 2.5 | Property Parcels, Building Outlines | 1 |  | 1 | 1.215 | 0.22976 | Modelled Flow Data Used & Depth Available | 110.3293 | 17
240 | 252 | 16846 | 10009244 | 197744 | DSWIN | Western Interceptor | Gravity | Pipe | Tunnelled | OP | CONC | None | 1964-06-30 | 8.51 | 8.06 | dwg | WI | Transmission | Legacy | 1 |  |  | 4 | 1200 | [5 empty] | 78477 | NA |  | 290.71 |  | WSL |  | Te Kawerau a Maki,Ngāti Whātua,Ngāti Whātua o Ōrākei,Ngāti Tamaoho,Ngāti Tamaterā,Te Ākitai Waiohua | 3 | 3 | 3 | 2016 | te puna wai | no | 1 | 3 | 2 | CCTV Available (0-10 Years Old) & Soil Type Available | 3.5152 | 4 | 5 | 5 | 2.5 | Property Parcels, Building Outlines | 1 |  | 1 | 1.215 | 0.2297 | Modelled Flow Data Used & Depth Available | 290.6305 | 17
2229 | 2439 | 15962 | 10009627 | 198020 | DSWYN | Weymouth North Branch | Gravity | Pipe | Bridged | OP | AC | None | 1981-06-30 | 15.57 | 14.98 | dwg | SW | Transmission | Legacy | 2 |  |  | 4 | 300 | [5 empty] | 78693 | NA |  | 99.85 |  | WSL |  | Waikato,Ngāti Maru,Ngāti Tamaoho,Ngāti Tamaterā,Ngāi Tai ki Tāmaki,Ngāti Hako,Te Ākitai Waiohua | 3 | 3 | 3 | 2008 | CCTV Footage Review Log South_Latest.xls | no | 1 | 1 | 2 | CCTV Available (10-20 Years Old) & Soil Type Not Available | 3.5146 | 4 | 1 | 5 | 3.5 | Property Parcels, Building Outlines | 1 |  | 1 | 1.525 | 0.01487 | Modelled Flow Data Used & Depth Available | 99.851 | 17
2129 | 2330 | 15959 | 10009624 | 197882 | DSWYN | Weymouth North Branch | Gravity | Pipe | Bridged | OP | AC | None | 1981-06-30 | 13.92 | 13.68 | dwg | SW | Transmission | Legacy | 2 |  |  | 4 | 300 | [5 empty] | 78690 | NA |  | 38.12 |  | WSL |  | Waikato,Ngāti Maru,Ngāti Tamaoho,Ngāti Tamaterā,Ngāi Tai ki Tāmaki,Ngāti Hako,Te Ākitai Waiohua | 2 | 2 | 2 | 2008 | CCTV Footage Review Log South_Latest.xls | no | 1 | 1 | 2 | CCTV Available (10-20 Years Old) & Soil Type Not Available | 3.5134 | 4 | 1 | 5 | 3.5 | Property Parcels, Building Outlines | 1 |  | 1 | 1.525 | 0.015665 | Modelled Flow Data Used & Depth Available | 38.1202 | 13
3811 | 4087 | 914525 | 10088317 | 195554 | DSNCT | Northcote Branch Sewer TS8 | Gravity | Pipe | Bridged | OP | CLS | None | 1961-01-01 |  |  | dwg | NI | Transmission | Legacy | 2 |  |  | 4 | 635 | [5 empty] | 65095 | NA |  | 35.99 |  | WSL |  | Te Kawerau a Maki,Ngāti Whātua,Ngāti Maru,Ngāti Whātua o Ōrākei,Ngāti Tamaoho,Ngāti Manuhiri,Te Patukirikiri,Ngāti Whanaunga,Ngāti Tamaterā,Ngāti Pāoa,Ngāi Tai ki Tāmaki,Ngāti Hako,Te Ākitai Waiohua | 3.82 | 4 |  |  |  | no | 1 | 1 | 5 | CCTV NOT Available or Over 30 Years Old & Soil Type Not Available | 3.512 | 4 | 1 | 5 | 2.5 | Property Parcels | 4 | Significant Ecological Area - SEA_T_8229, NZ River Lines | 1.5 | 1.515 | 0.0068913 | Modelled Flow Data Used & Depth Available | 35.9909 | 21
2242 | 2453 | 17682 | 10009146 | 197456 | DSWEY | Weymouth Branch | Rising | Pipe | Buried | OP | PE | None | 2004-04-01 |  |  | dwg | SI | Transmission | Legacy | 2 |  |  | 4 | 355 | [5 empty] | 66593 | NA |  | 424.5 |  | WSL |  | Waikato,Ngāti Maru,Ngāti Tamaoho,Ngāti Whanaunga,Ngāti Tamaterā,Ngāi Tai ki Tāmaki,Ngāti Hako,Te Ākitai Waiohua | 1 | 1 |  |  |  | no | 1 | 1 | 1 | CCTV NOT Available or Over 30 Years Old & Soil Type Available | 3.512 | 4 | 1 | 4 | 3.5 | Property Parcels, Building Outlines | 4 | NZ River Lines | 1.5 | 1.76 | 0.2 | Diameter Used For Flow Approximation & Depth Available | 424.502 | 7
386 | 402 | 16934 | 10009255 | 197790 | DSWIN | Western Interceptor | Gravity | Pipe | Buried | OP | CONC | None | 1964-06-30 | 10.31 | 10.24 | dwg | WI | Transmission | Legacy | 1 |  |  | 4 | 1200 | [5 empty] | 78487 | NA |  | 33.43 |  | WSL |  | Te Kawerau a Maki,Ngāti Whātua,Ngāti Whātua o Ōrākei,Ngāti Tamaoho,Ngāti Tamaterā,Te Ākitai Waiohua | 2 | 2 | 2 | 2016 | te puna wai | no | 1 | 3 | 2 | CCTV Available (0-10 Years Old) & Soil Type Available | 3.5098 | 4 | 5 | 5 | 2.5 | Property Parcels, Building Outlines | 1 |  | 1 | 1.215 | 0.22687 | Modelled Flow Data Used & Depth Available | 33.4302 | 13
400 | 418 | 16847 | 10009253 | 197963 | DSWIN | Western Interceptor | Gravity | Pipe | Buried | OP | CONC | None | 1964-06-30 | 9.94 | 9.78 | dwg | WI | Transmission | Legacy | 1 |  |  | 4 | 1200 | [5 empty] | 78485 | NA |  | 94.59 |  | WSL |  | Te Kawerau a Maki,Ngāti Whātua,Ngāti Whātua o Ōrākei,Ngāti Tamaoho,Ngāti Tamaterā,Te Ākitai Waiohua | 1.92 | 2 |  |  |  | no | 1 | 3 | 2 | CCTV NOT Available or Over 30 Years Old & Soil Type Available | 3.5094 | 4 | 5 | 5 | 2.5 | Property Parcels | 1 |  | 1 | 1.215 | 0.22667 | Modelled Flow Data Used & Depth Available | 94.5938 | 13
215 | 227 | 16931 | 10009256 | 197747 | DSWIN | Western Interceptor | Gravity | Pipe | Buried | OP | CONC | None | 1964-06-30 | 10.44 | 10.31 | dwg | WI | Transmission | Legacy | 1 |  |  | 4 | 1200 | [5 empty] | 78488 | NA |  | 74.96 |  | WSL |  | Te Kawerau a Maki,Ngāti Whātua,Ngāti Whātua o Ōrākei,Ngāti Tamaoho,Ngāti Tamaterā,Te Ākitai Waiohua | 3 | 3 | 3 | 2016 | te puna wai | no | 1 | 3 | 2 | CCTV Available (0-10 Years Old) & Soil Type Available | 3.5091 | 4 | 5 | 5 | 2.5 | Property Parcels, Building Outlines | 1 |  | 1 | 1.215 | 0.22651 | Modelled Flow Data Used & Depth Available | 74.9618 | 17
1593 | 1734 | 17216 | 10007334 | 196120 | DSOTB | Otara Branch | Rising | Pipe | Piered | OP | CLS | None | 1961-06-30 |  |  | dwg | SI | Transmission | Legacy | 2 |  |  | 4 | 630 | [5 empty] | 76477 | NA |  | 33.56 |  | WSL |  | Waikato,Te Kawerau a Maki,Ngāti Maru,Ngāti Whātua o Ōrākei,Ngāti Tamaoho,Ngāti Tamaterā,Ngāi Tai ki Tāmaki,Ngāti Hako,Te Ākitai Waiohua | 4.79 | 5 |  |  |  | no | 5 | 3 | 5 | CCTV NOT Available or Over 30 Years Old & Soil Type Available | 3.509 | 4 | 3 | 5 | 2.5 | Property Parcels | 4 | NZ River Lines | 1.5 | 1.515 | 0.6 | Diameter Used For Flow Approximation & Depth Available | 33.5646 | 24 | Priority
4059 | 4338 | 932943 | 10088673 | 196710 | DSSBE | Sunnybrae Branch Sewer TS17 | Gravity | Pipe | Buried | OP | PE | None | 2004-03-23 | 14.45 | 14.22 | dwg | NI | Transmission | Legacy | 2 |  |  | 4 | 630 | [5 empty] | 65293 | NA |  | 31.81 |  | WSL |  | Te Kawerau a Maki,Ngāti Whātua,Ngāti Maru,Ngāti Whātua o Ōrākei,Ngāti Tamaoho,Ngāti Manuhiri,Te Patukirikiri,Ngāti Whanaunga,Ngāti Tamaterā,Ngāti Pāoa,Ngāi Tai ki Tāmaki,Ngāti Hako,Te Ākitai Waiohua | 1.21 | 1 |  |  |  | no | 1 | 3 | 1 | CCTV NOT Available or Over 30 Years Old & Soil Type Available | 3.5085 | 4 | 1 | 3 | 3.5 | Property Parcels, Building Outlines | 1 |  | 5 | 1.535 | 0.028331 | Modelled Flow Data Used & Depth Available | 31.8083 | 7
3268 | 3533 | 923795 | 10088475 | 195798 | DSNTH | North Branch Sewer TS30 | Gravity | Pipe | Bridged | OP | CLS | None | 2003-01-06 |  |  | dwg | NI | Transmission | Legacy | 2 |  |  | 4 | 675 | [5 empty] | 65196 | NA |  | 21.37 |  | WSL |  | Te Kawerau a Maki,Ngāti Whātua,Ngāti Maru,Ngāti Whātua o Kaipara,Ngāti Whātua o Ōrākei,Ngāti Tamaoho,Ngāti Manuhiri,Te Patukirikiri,Ngāti Whanaunga,Ngāti Tamaterā,Ngāti Pāoa,Ngāi Tai ki Tāmaki,Ngāti Hako,Te Ākitai Waiohua | 1 | 1 |  |  |  | no | 1 | 1 | 1 | CCTV NOT Available or Over 30 Years Old & Soil Type Not Available | 3.5085 | 4 | 1 | 5 | 2.5 | Property Parcels | 4 | NZ River Lines | 1.5 | 1.515 | 0.0091884 | Modelled Flow Data Used & Depth Available | 21.3679 | 7
3679 | 3954 | 909555 | 10088974 | 197437 | DSWAU | Wairau Branch Sewer TS4 | Gravity | Pipe | Buried | OP | CONC | None | 1960-01-01 |  |  | dwg | NI | Transmission | Legacy | 2 |  |  | 4 | 1220 | [5 empty] | 65497 | NA |  | 115.93 |  | WSL |  | Te Kawerau a Maki,Ngāti Whātua,Ngāti Maru,Ngāti Whātua o Ōrākei,Ngāti Tamaoho,Ngāti Manuhiri,Te Patukirikiri,Ngāti Whanaunga,Ngāti Tamaterā,Ngāti Pāoa,Ngāi Tai ki Tāmaki,Ngāti Hako,Te Ākitai Waiohua | 3.1 | 3 | 3 | 2015 | te puna wai | no | 5 | 1 | 3 | CCTV Available (0-10 Years Old) & Soil Type Available | 3.5067 | 4 | 4 | 5 | 2.5 | Property Parcels, Public Park & Sports Area | 1 |  | 1.5 | 1.235 | 0.35222 | Modelled Flow Data Used & Depth Available | 115.9263 | 17
4403 | 4699 | 2734739 | 10105539 | 194516 | DSGLE | Glen Eden Branch | Gravity | Pipe | Buried | OP | FRP | None | 2017-12-24 | 15.95 | 15.8 | 0.1s | WI | Transmission | T0001202 | 2 |  |  | 4 | 600 | [5 empty] | 75222 | NA |  | 91.41 |  | WSL |  | Te Kawerau a Maki,Ngāti Whātua,Ngāti Whātua o Ōrākei,Ngāti Tamaoho,Ngāti Tamaterā,Te Ākitai Waiohua | 1.97 | 2 |  |  |  | no | 5 | 3 | 1 | CCTV NOT Available or Over 30 Years Old & Soil Type Available | 3.506 | 4 | 3 | 3 | 2.5 | Property Parcels | 4 | NZ River Lines | 5 | 1.51 | 0.6 | Diameter Used For Flow Approximation & Depth Available | 91.4108 | 13
4670 | 735696 | 5640177 | 0 | 82638145 | DSDRW | Drury West Branch Sewer | Gravity | Pipe | Buried | OP | PE | None | 2021-01-01 | 2.63 | 2.08 | 0.1s | SI | Transmission | 2013131 | 2 |  |  |  | 710 | ASBUILT | ASBUILT | ASBUILT | ASBUILT | CONS | 82594365 |  |  | 90.36 | ASBUILT | WSL |  | Waikato,Ngāti Maru,Ngāti Tamaoho,Ngāti Tamaterā,Ngāti Pāoa,Ngāi Tai ki Tāmaki,Ngāti Hako,Te Ākitai Waiohua | 1.97 | 2 |  |  |  | no | 5 | 3 | 1 | CCTV NOT Available or Over 30 Years Old & Soil Type Available | 3.506 | 4 | 3 | 3 | 2.5 | Property Parcels | 4 | NZ River Lines | 5 | 1.51 | 0.6 | Diameter Used For Flow Approximation & Depth Available | 90.3652 | 13
4714 | 745466 | 5724199 | 0 | 82770453 | DSMIL | Milldale Branch Sewer | Gravity | Pipe | Buried | OP | CONC | None | 2021-02-26 | 8.35 | 8.24 | 0.1s | NI | Transmission | 2012755.00 | 2 |  |  |  | 675 | ASBUILT | ASBUILT | ASBUILT | ASBUILT | CONS | 82750940 |  |  | 23.25 | ASBUILT | WSL |  | Te Kawerau a Maki,Ngāti Whātua,Ngāti Maru,Ngāti Whātua o Kaipara,Ngāti Manuhiri,Ngāti Whanaunga,Ngāti Tamaterā,Ngāti Pāoa,Ngāi Tai ki Tāmaki,Ngāti Hako,Te Ākitai Waiohua | 1.59 | 2 |  |  |  | no | 3 | 3 | 1 | CCTV NOT Available or Over 30 Years Old & Soil Type Not Available | 3.506 | 4 | 3 | 3 | 2.5 | Property Parcels | 4 | NZ River Lines | 5 | 1.51 | 0.6 | Diameter Used For Flow Approximation & Depth Available | 23.2528 | 13
4594 | 704433 | 5058397 | 0 | 81191237 | DSRHL | Redhills Branch Sewer | Gravity | Pipe | Buried | OP | CONC | None | 2020-10-04 | 15.63 | 15.28 | 0.1s | NI | Transmission | 2013011 | 2 |  |  |  | 750 | ASBUILT | ASBUILT | ASBUILT | ASBUILT | CONS | 81191005 |  | DSRHL-D82-PIPE091 | 48.39 | ASBUILT | WSL |  | Te Kawerau a Maki,Ngāti Whātua,Ngāti Whātua o Kaipara,Ngāti Whātua o Ōrākei,Ngāti Tamaoho,Ngāti Manuhiri,Ngāti Tamaterā,Te Ākitai Waiohua | 1.21 | 1 |  |  |  | no | 1 | 3 | 1 | CCTV NOT Available or Over 30 Years Old & Soil Type Available | 3.506 | 4 | 3 | 3 | 2.5 | Property Parcels | 4 | NZ River Lines | 5 | 1.51 | 0.6 | Diameter Used For Flow Approximation & Depth Available | 48.3939 | 7
3674 | 3949 | 903934 | 10088698 | 197014 | DSSBE | Sunnybrae Branch Sewer TS17 | Gravity | Pipe | Buried | OP | VC | None | 1962-01-01 |  |  | dwg | NI | Transmission | Legacy | 2 |  |  | 4 | 300 | [5 empty] | 65318 | NA |  | 65.58 |  | WSL |  | Te Kawerau a Maki,Ngāti Whātua,Ngāti Maru,Ngāti Whātua o Ōrākei,Ngāti Tamaoho,Ngāti Manuhiri,Te Patukirikiri,Ngāti Whanaunga,Ngāti Tamaterā,Ngāti Pāoa,Ngāi Tai ki Tāmaki,Ngāti Hako,Te Ākitai Waiohua | 2.67 | 3 |  |  |  | no | 5 | 3 | 2 | CCTV NOT Available or Over 30 Years Old & Soil Type Available | 3.5 | 4 | 1 | 1 | 5 | Property Parcels, Building Outlines, Schools & Hospitals | 1 |  | 1.5 | 1.75 | 0.2 | Diameter Used For Flow Approximation & Depth Available | 65.5757 | 17
1580 | 1717 | 15934 | 10009503 | 197784 | DSWIR | Wiri Branch | Gravity | Pipe | Buried | OP | CLS | None | 1971-06-30 |  |  | dwg | SI | Transmission | Legacy | 2 |  |  | 4 | 390 | [5 empty] | 78596 | NA |  | 53.34 |  | WSL |  | Waikato,Te Kawerau a Maki,Ngāti Maru,Ngāti Tamaoho,Ngāti Whanaunga,Ngāti Tamaterā,Ngāti Pāoa,Ngāi Tai ki Tāmaki,Ngāti Hako,Te Ākitai Waiohua | 4.79 | 5 |  |  |  | no | 5 | 3 | 5 | CCTV NOT Available or Over 30 Years Old & Soil Type Available | 3.5 | 4 | 1 | 1 | 5 | Property Parcels, NZTA | 1 |  | 1.5 | 1.75 | 0.2 | Diameter Used For Flow Approximation & Depth Available | 53.3391 | 24 | Priority
1242 | 1324 | 17694 | 10006520 | 195522 | DSMGS | Mangere South Branch | Gravity | Pipe | In Chamber | OP | VC | None | 1964-06-30 | 5.5 |  | dwg | EI | Transmission | Legacy | 2 |  |  | 4 | 225 | [5 empty] | 75838 | NA |  | 1.14 |  | WSL |  | Waikato,Te Kawerau a Maki,Ngāti Maru,Ngāti Whātua o Ōrākei,Ngāti Tamaoho,Ngāti Tamaterā,Ngāi Tai ki Tāmaki,Ngāti Hako,Te Ākitai Waiohua | 1.76 | 2 |  |  |  | no | 5 | 1 | 1 | CCTV NOT Available or Over 30 Years Old & Soil Type Available | 3.5 | 4 | 1 | 1 | 5 | Schools & Hospitals | 1 |  | 1.5 | 1.75 | 0.2 | Diameter Used For Flow Approximation & Depth Available | 1.1422 | 13
3941 | 4219 | 926976 | 10089176 | 193039 | DSALS | Albany South Branch Sewer TS28 | Gravity | Pipe | Buried | OP | CONC | None | 1998-04-30 |  |  | dwg | NI | Transmission | Legacy | 2 |  |  | 4 | 300 | [5 empty] | 64003 | NA |  | 86.6 |  | WSL |  | Te Kawerau a Maki,Ngāti Whātua,Ngāti Maru,Ngāti Whātua o Kaipara,Ngāti Whātua o Ōrākei,Ngāti Tamaoho,Ngāti Manuhiri,Ngāti Whanaunga,Ngāti Tamaterā,Ngāti Pāoa,Ngāi Tai ki Tāmaki,Ngāti Hako,Te Ākitai Waiohua | 2 | 2 | 2 | 2017 | te puna wai | no | 1 | 3 | 1 | CCTV Available (0-10 Years Old) & Soil Type Available | 3.5 | 4 | 1 | 1 | 5 | Schools & Hospitals | 1 |  | 1.5 | 1.75 | 0.2 | Diameter Used For Flow Approximation & Depth Available | 86.5975 | 13
3015 | 3276 | 910899 | 10089180 | 193040 | DSALS | Albany South Branch Sewer TS28 | Gravity | Pipe | Buried | OP | CONC | None | 1998-04-30 |  |  | dwg | NI | Transmission | Legacy | 2 |  |  | 4 | 300 | [5 empty] | 64007 | NA |  | 38.65 |  | WSL |  | Te Kawerau a Maki,Ngāti Whātua,Ngāti Maru,Ngāti Whātua o Kaipara,Ngāti Whātua o Ōrākei,Ngāti Tamaoho,Ngāti Manuhiri,Ngāti Whanaunga,Ngāti Tamaterā,Ngāti Pāoa,Ngāi Tai ki Tāmaki,Ngāti Hako,Te Ākitai Waiohua | 2 | 2 | 2 | 2017 | te puna wai | no | 1 | 3 | 1 | CCTV Available (0-10 Years Old) & Soil Type Available | 3.5 | 4 | 1 | 1 | 5 | Schools & Hospitals | 1 |  | 1.5 | 1.75 | 0.2 | Diameter Used For Flow Approximation & Depth Available | 38.6496 | 13
1588 | 1725 | 17402 | 10008494 | 196910 | DSSWN | Swanson Branch | Gravity | Pipe | Buried | OP | CONC | None | 1965-06-30 | 4.23 | 4.18 | dwg | WI | Transmission | Legacy | 2 |  |  | 4 | 675 | [5 empty] | 77760 | NA |  | 24.09 |  | WSL |  | Te Kawerau a Maki,Ngāti Whātua,Ngāti Whātua o Ōrākei,Ngāti Tamaoho,Ngāti Tamaterā,Te Ākitai Waiohua | 2.48 | 2 | 2 | 2009 | te puna wai | no | 5 | 3 | 2 | CCTV Available (10-20 Years Old) & Soil Type Available | 3.4993 | 3 | 2 | 3 | 2.5 | Property Parcels | 4 | NZ River Lines | 5 | 1.51 | 0.020469 | Modelled Flow Data Used & Depth Available | 24.0881 | 8
1307 | 1397 | 31096 | 10006144 | 195048 | DSHNV | Henderson Valley Branch | Gravity | Pipe | Buried | OP | CONC | None | 1964-06-30 | 8.36 | 8.26 | 1.0g | WI | Transmission | GP07071 | 2 |  |  | 4 | 600 | [5 empty] | 75561 | NA |  | 51.37 |  | WSL |  | Te Kawerau a Maki,Ngāti Whātua,Ngāti Whātua o Ōrākei,Ngāti Tamaoho,Ngāti Tamaterā,Te Ākitai Waiohua | 2.33 | 2 | 2 | 2011 | te puna wai | no | 5 | 1 | 2 | CCTV Available (10-20 Years Old) & Soil Type Available | 3.4974 | 3 | 1 | 3 | 2.5 | Property Parcels | 4 | Significant Ecological Area - SEA_T_4867, NZ River Lines | 5 | 1.51 | 0.011627 | Modelled Flow Data Used & Depth Available | 51.3654 | 8
3778 | 4053 | 916758 | 10089194 | 193320 | DSALS | Albany South Branch Sewer TS28 | Gravity | Pipe | Bridged | OP | CLS | None | 2000-06-27 |  |  | dwg | NI | Transmission | Legacy | 2 |  |  | 4 | 315 | [5 empty] | 64021 | NA |  | 57.87 |  | WSL |  | Te Kawerau a Maki,Ngāti Whātua,Ngāti Maru,Ngāti Whātua o Kaipara,Ngāti Whātua o Ōrākei,Ngāti Tamaoho,Ngāti Manuhiri,Ngāti Whanaunga,Ngāti Tamaterā,Ngāti Pāoa,Ngāi Tai ki Tāmaki,Ngāti Hako,Te Ākitai Waiohua | 2 | 2 | 2 | 2017 | te puna wai | no | 1 | 1 | 1 | CCTV Available (0-10 Years Old) & Soil Type Not Available | 3.4969 | 3 | 1 | 5 | 2.5 | Property Parcels | 4 | NZ River Lines | 1.5 | 1.515 | 0.016845 | Modelled Flow Data Used & Depth Available | 57.87 | 8
192 | 204 | 15325 | 10007062 | 196431 | DSORM | Orakei Main Sewer | Gravity | Pipe | Buried | OP | BRICK | None | 1911-06-30 | 3.38 | 3.31 | 0.1s | OM | Transmission | Legacy | 1 |  |  | 4 | 2300 | [5 empty] | 76264 | NA |  | 224.71 |  | WSL |  | Te Kawerau a Maki,Ngāti Whātua,Ngāti Maru,Ngāti Whātua o Ōrākei,Ngāti Tamaoho,Te Patukirikiri,Ngāti Tamaterā,Ngāti Pāoa,Ngāi Tai ki Tāmaki,Ngāti Hako,Te Ākitai Waiohua | 3.07 | 3 | 3 | 2014 | te puna wai | no | 1 | 1 | 4 | CCTV Available (0-10 Years Old) & Soil Type Available | 3.4942 | 3 | 5 | 5 | 2 | Public Park & Sports Area | 1 |  | 5 | 1.2 | 0.22779 | Modelled Flow Data Used & Depth Available | 224.7056 | 14
2330 | 2541 | 16496 | 10006644 | 195801 | DSNWL | New Lynn Branch | Gravity | Pipe | Bridged | OP | CONC | None | 1958-06-30 | 3.52 | 3.5 | dwg | WI | Transmission | Legacy | 2 |  |  | 4 | 750 | [5 empty] | 75982 | NA |  | 29.5 |  | WSL |  | Waikato,Te Kawerau a Maki,Ngāti Whātua,Ngāti Whātua o Ōrākei,Ngāti Tamaoho,Ngāti Tamaterā,Te Ākitai Waiohua | 2.24 | 2 | 2 | 2018 | CCTV Footage Review Log South_Latest.xls | no | 1 | 1 | 3 | CCTV Available (0-10 Years Old) & Soil Type Not Available | 3.4861 | 3 | 1 | 5 | 2.5 | Property Parcels | 4 | NZ River Lines | 1 | 1.495 | 0.0042887 | Modelled Flow Data Used & Depth Available | 29.4986 | 8
4566 | 647015 | 17881 | 1 | 1 | DSB09 | Branch 9 Mt Roskill | Gravity | Pipe | Buried | OP | CLS | None | 1965-06-30 |  |  | dwg | WI | Transmission | Legacy | 2 |  |  | 4 | 525 | [8 empty] | 142.13 |  | WSL |  | Waikato,Te Kawerau a Maki,Ngāti Whātua,Ngāti Maru,Ngāti Whātua o Ōrākei,Ngāti Tamaoho,Ngāti Tamaterā,Ngāi Tai ki Tāmaki,Ngāti Hako,Te Ākitai Waiohua | 4.58 | 5 |  |  |  | no | 5 | 1 | 5 | CCTV NOT Available or Over 30 Years Old & Soil Type Available | 3.4835 | 3 | 2 | 2 | 5 | KiwiRail, Schools & Hospitals | 1 |  | 1.5 | 1.815 | 0.4 | Diameter Used For Flow Approximation & Depth Available | 142.1301 | 22
1502 | 1609 | 17210 | 10007860 | 196689 | DSRAN | Ranui Branch | Gravity | Pipe | In Tunnel | OP | ABS | None | 1989-06-30 |  |  | dwg | WI | Transmission | Legacy | 2 |  |  | 4 | 400 | [5 empty] | 77121 | NA |  | 60.16 |  | WSL |  | Te Kawerau a Maki,Ngāti Whātua,Ngāti Whātua o Ōrākei,Ngāti Tamaoho,Ngāti Tamaterā,Te Ākitai Waiohua | 2 | 2 | 2 | 2016 | CCTV Footage Review Log South_Latest.xls | no | 5 | 3 | 1 | CCTV Available (0-10 Years Old) & Soil Type Available | 3.4835 | 3 | 2 | 2 | 5 | KiwiRail | 1 |  | 1.5 | 1.815 | 0.4 | Diameter Used For Flow Approximation & Depth Available | 60.1619 | 8
3039 | 3300 | 907844 | 10089916 | 194042 | DSCHH | Church House Branch Sewer TS21 | Gravity | Pipe | Buried | OP | CONC | None | 1990-01-01 |  |  | dwg | NI | Transmission | Legacy | 2 |  |  | 4 | 457 | [5 empty] | 64398 | NA |  | 10.43 |  | WSL |  | Te Kawerau a Maki,Ngāti Whātua,Ngāti Maru,Ngāti Whātua o Kaipara,Ngāti Whātua o Ōrākei,Ngāti Tamaoho,Ngāti Manuhiri,Ngāti Whanaunga,Ngāti Tamaterā,Ngāi Tai ki Tāmaki,Ngāti Hako,Te Ākitai Waiohua | 1.97 | 2 |  |  |  | no | 5 | 3 | 1 | CCTV NOT Available or Over 30 Years Old & Soil Type Available | 3.4835 | 3 | 2 | 2 | 5 | Schools & Hospitals | 1 |  | 1.5 | 1.815 | 0.4 | Diameter Used For Flow Approximation & Depth Available | 10.4292 | 8
1570 | 1707 | 27331 | 10004501 | 193385 | DSB08 | Branch 8 Mt Albert | Gravity | Pipe | Buried | OP | CONC | None | 1928-06-30 |  | 26.1 | 1.0g | OM | Transmission | GP08031 | 2 |  |  | 4 | 450 | [5 empty] | 74226 | NA |  | 8.16 |  | WSL |  | Waikato,Te Kawerau a Maki,Ngāti Whātua,Ngāti Maru,Ngāti Whātua o Ōrākei,Ngāti Tamaoho,Ngāti Tamaterā,Ngāi Tai ki Tāmaki,Ngāti Hako,Te Ākitai Waiohua | 4 | 4 | 2 | 2010 | te puna wai | no | 5 | 3 | 5 | CCTV Available (10-20 Years Old) & Soil Type Available | 3.4835 | 3 | 2 | 2 | 5 | Schools & Hospitals | 1 | Aquifer - Auckland Isthmus Volcanic Aquifer | 1.5 | 1.815 | 0.4 | Diameter Used For Flow Approximation & Depth Available | 8.1555 | 18
1573 | 1710 | 27231 | 10004504 | 193774 | DSB08 | Branch 8 Mt Albert | Gravity | Pipe | Exposed | OP | CLS | None | 1995-06-01 |  |  | 1.0g | OM | Transmission | GP08031 | 2 |  |  | 4 | 470 | [5 empty] | 74227 | NA |  | 4.46 |  | WSL |  | Waikato,Te Kawerau a Maki,Ngāti Whātua,Ngāti Maru,Ngāti Whātua o Ōrākei,Ngāti Tamaoho,Ngāti Tamaterā,Ngāi Tai ki Tāmaki,Ngāti Hako,Te Ākitai Waiohua | 2.2 | 2 | 1 | 2010 | te puna wai | no | 5 | 3 | 2 | CCTV Available (10-20 Years Old) & Soil Type Available | 3.4835 | 3 | 2 | 2 | 5 | Schools & Hospitals | 1 | Aquifer - Auckland Isthmus Volcanic Aquifer | 1.5 | 1.815 | 0.4 | Diameter Used For Flow Approximation & Depth Available | 4.4576 | 8
4567 | 647016 | 17880 | 1 | 1 | DSB09 | Branch 9 Mt Roskill | Gravity | Pipe | Buried | OP | CLS | None | 1965-06-30 |  |  | dwg | WI | Transmission | Legacy | 2 |  |  | 4 | 525 | [8 empty] | 3.94 |  | WSL |  | Waikato,Te Kawerau a Maki,Ngāti Whātua,Ngāti Maru,Ngāti Whātua o Ōrākei,Ngāti Tamaoho,Ngāti Tamaterā,Ngāi Tai ki Tāmaki,Ngāti Hako,Te Ākitai Waiohua | 4.58 | 5 |  |  |  | no | 5 | 1 | 5 | CCTV NOT Available or Over 30 Years Old & Soil Type Available | 3.4835 | 3 | 2 | 2 | 5 | Schools & Hospitals | 1 |  | 1.5 | 1.815 | 0.4 | Diameter Used For Flow Approximation & Depth Available | 3.9375 | 22
4197 | 4481 | 930903 | 10088267 | 195359 | DSMFD | Milford Branch Sewer TS6 | Gravity | Pipe | Buried | OP | PE | None | 2003-06-22 |  |  | dwg | NI | Transmission | Legacy | 2 |  |  | 4 | 490 | [5 empty] | 65060 | NA |  | 88.23 |  | WSL |  | Te Kawerau a Maki,Ngāti Whātua,Ngāti Maru,Ngāti Whātua o Ōrākei,Ngāti Tamaoho,Ngāti Manuhiri,Te Patukirikiri,Ngāti Whanaunga,Ngāti Tamaterā,Ngāti Pāoa,Ngāi Tai ki Tāmaki,Ngāti Hako,Te Ākitai Waiohua | 1.59 | 2 |  |  |  | no | 3 | 3 | 1 | CCTV NOT Available or Over 30 Years Old & Soil Type Available | 3.4835 | 3 | 2 | 2 | 5 | Schools & Hospitals | 1 |  | 1.5 | 1.815 | 0.4 | Diameter Used For Flow Approximation & Depth Available | 88.2305 | 8
2792 | 3039 | 302877 | 10073487 | 195663 | DSOND | Otahuhu North Branch Diversion Sewer | Gravity | Pipe | Buried | OP | PE | None | 2011-07-01 | 3.23 |  | dwg | EI | Transmission | T0000080 | 2 |  |  | 4 | 550 | [5 empty] | 76036 | NA |  | 48.73 |  | WSL |  | Waikato,Te Kawerau a Maki,Ngāti Maru,Ngāti Whātua o Ōrākei,Ngāti Tamaoho,Ngāti Tamaterā,Ngāti Pāoa,Ngāi Tai ki Tāmaki,Ngāti Hako,Te Ākitai Waiohua | 1.42 | 1 | 1 | 2011 | te puna wai | no | 3 | 3 | 1 | CCTV Available (10-20 Years Old) & Soil Type Available | 3.4835 | 3 | 2 | 2 | 5 | Property Parcels, Schools & Hospitals | 1 | Aquifer - Auckland Isthmus Volcanic Aquifer | 1.5 | 1.815 | 0.4 | Diameter Used For Flow Approximation & Depth Available | 48.7338 | 4
3686 | 3961 | 906325 | 10088326 | 195556 | DSNCT | Northcote Branch Sewer TS8 | Gravity | Pipe | Buried | OP | CONC | None | 1962-01-01 |  |  | dwg | NI | Transmission | Legacy | 2 |  |  | 4 | 550 | [5 empty] | 65107 | NA |  | 51.98 |  | WSL |  | Te Kawerau a Maki,Ngāti Whātua,Ngāti Maru,Ngāti Whātua o Ōrākei,Ngāti Tamaoho,Ngāti Manuhiri,Te Patukirikiri,Ngāti Whanaunga,Ngāti Tamaterā,Ngāti Pāoa,Ngāi Tai ki Tāmaki,Ngāti Hako,Te Ākitai Waiohua | 2.41 | 2 |  |  |  | no | 1 | 1 | 3 | CCTV NOT Available or Over 30 Years Old & Soil Type Available | 3.4835 | 3 | 2 | 2 | 5 | Property Parcels, Schools & Hospitals | 1 |  | 1.5 | 1.815 | 0.4 | Diameter Used For Flow Approximation & Depth Available | 51.9849 | 8
2959 | 3217 | 907845 | 10089915 | 194551 | DSCHH | Church House Branch Sewer TS21 | Gravity | Pipe | Buried | OP | CONC | None | 1990-01-01 |  |  | dwg | NI | Transmission | Legacy | 2 |  |  | 4 | 457 | [5 empty] | 64397 | NA |  | 36.89 |  | WSL |  | Te Kawerau a Maki,Ngāti Whātua,Ngāti Maru,Ngāti Whātua o Kaipara,Ngāti Whātua o Ōrākei,Ngāti Tamaoho,Ngāti Manuhiri,Ngāti Whanaunga,Ngāti Tamaterā,Ngāi Tai ki Tāmaki,Ngāti Hako,Te Ākitai Waiohua | 1.21 | 1 |  |  |  | no | 1 | 3 | 1 | CCTV NOT Available or Over 30 Years Old & Soil Type Available | 3.4835 | 3 | 2 | 2 | 5 | Schools & Hospitals | 1 |  | 1.5 | 1.815 | 0.4 | Diameter Used For Flow Approximation & Depth Available | 36.8901 | 4
4207 | 4492 | 935033 | 10089914 | 194275 | DSCHH | Church House Branch Sewer TS21 | Gravity | Pipe | Buried | OP | CONC | None | 1990-01-01 |  |  | dwg | NI | Transmission | Legacy | 2 |  |  | 4 | 457 | [5 empty] | 64396 | NA |  | 11.2 |  | WSL |  | Te Kawerau a Maki,Ngāti Whātua,Ngāti Maru,Ngāti Whātua o Kaipara,Ngāti Whātua o Ōrākei,Ngāti Tamaoho,Ngāti Manuhiri,Ngāti Whanaunga,Ngāti Tamaterā,Ngāi Tai ki Tāmaki,Ngāti Hako,Te Ākitai Waiohua | 1.21 | 1 |  |  |  | no | 1 | 3 | 1 | CCTV NOT Available or Over 30 Years Old & Soil Type Available | 3.4835 | 3 | 2 | 2 | 5 | Schools & Hospitals | 1 |  | 1.5 | 1.815 | 0.4 | Diameter Used For Flow Approximation & Depth Available | 11.1968 | 4
2983 | 3243 | 914099 | 10089128 | 192947 | DPKY1 | Kyle 1 Pump Station | Gravity | Pipe | Buried | OP | CONC | None | 1990-01-01 |  |  | dwg | NI | Transmission | Legacy | 2 |  |  | 4 | 457 | [5 empty] | 63427 | NA |  | 2.54 |  | WSL |  | Te Kawerau a Maki,Ngāti Whātua,Ngāti Maru,Ngāti Whātua o Kaipara,Ngāti Whātua o Ōrākei,Ngāti Tamaoho,Ngāti Manuhiri,Ngāti Whanaunga,Ngāti Tamaterā,Ngāi Tai ki Tāmaki,Ngāti Hako,Te Ākitai Waiohua | 1.21 | 1 |  |  |  | no | 1 | 3 | 1 | CCTV NOT Available or Over 30 Years Old & Soil Type Available | 3.4835 | 3 | 2 | 2 | 5 | Schools & Hospitals | 1 |  | 1.5 | 1.815 | 0.4 | Diameter Used For Flow Approximation & Depth Available | 2.5391 | 4
1576 | 1713 | 17589 | 10005205 | 194054 | DSCHP | Chapel Branch | Gravity | Pipe | Buried | OP | CONC | None | 1998-01-10 |  | 16.74 | dwg | TE | Transmission | Legacy | 2 |  |  | 4 | 525 | [5 empty] | 74691 | NA |  | 2.4 |  | WSL |  | Waikato,Ngāti Maru,Ngāti Tamaoho,Ngāti Whanaunga,Ngāti Tamaterā,Ngāti Pāoa,Ngāi Tai ki Tāmaki,Ngāti Hako,Te Ākitai Waiohua | 1.21 | 1 |  |  |  | no | 1 | 3 | 1 | CCTV NOT Available or Over 30 Years Old & Soil Type Available | 3.4835 | 3 | 2 | 2 | 5 | Schools & Hospitals | 1 |  | 1.5 | 1.815 | 0.4 | Diameter Used For Flow Approximation & Depth Available | 2.4036 | 4
3718 | 3993 | 2569253 | 10089126 | 82593275 | DPKY1 | Kyle 1 Pump Station | Gravity | Pipe | Buried | OP | CONC | None | 1990-01-01 |  |  | dwg | NI | Transmission | Legacy | 2 |  |  | 4 | 457 | ASBUILT | ASBUILT | ASBUILT | ASBUILT | CONS | 63425 | NA |  | 2.33 | ASBUILT | WSL |  | Te Kawerau a Maki,Ngāti Whātua,Ngāti Maru,Ngāti Whātua o Kaipara,Ngāti Whātua o Ōrākei,Ngāti Tamaoho,Ngāti Manuhiri,Ngāti Whanaunga,Ngāti Tamaterā,Ngāi Tai ki Tāmaki,Ngāti Hako,Te Ākitai Waiohua | 1.21 | 1 |  |  |  | no | 1 | 3 | 1 | CCTV NOT Available or Over 30 Years Old & Soil Type Available | 3.4835 | 3 | 2 | 2 | 5 | Schools & Hospitals | 1 |  | 1.5 | 1.815 | 0.4 | Diameter Used For Flow Approximation & Depth Available | 2.3293 | 4
426 | 444 | 15824 | 10007989 | 196868 | DSSIN | Southern Interceptor | Gravity | Pipe | Buried | OP | CONC | None | 1964-06-30 | 6.76 | 6.5 | dwg | SI | Transmission | Legacy | 1 |  |  | 4 | 1350 | [5 empty] | 77237 | NA |  | 136.21 |  | WSL |  | Waikato,Te Kawerau a Maki,Ngāti Maru,Ngāti Whātua o Ōrākei,Ngāti Tamaoho,Ngāti Tamaterā,Ngāi Tai ki Tāmaki,Ngāti Hako,Te Ākitai Waiohua | 4 | 4 | 4 | 2019 | CCTV Footage Review Log South_Latest.xls | no | 1 | 3 | 2 | CCTV Available (0-10 Years Old) & Soil Type Available | 3.4799 | 3 | 4 | 5 | 2.5 | Property Parcels, Building Outlines | 1 |  | 5 | 1.355 | 0.204 | Modelled Flow Data Used & Depth Available | 136.2149 | 18
2976 | 3236 | 904159 | 10088643 | 196951 | DSRLD | Rosedale Branch Sewer TS23 | Gravity | Pipe | Bridged | OP | CLS | None | 1950-01-01 |  |  | dwg | NI | Transmission | Legacy | 2 |  |  | 4 | 390 | [5 empty] | 65278 | NA |  | 13.17 |  | WSL |  | Te Kawerau a Maki,Ngāti Whātua,Ngāti Maru,Ngāti Whātua o Kaipara,Ngāti Whātua o Ōrākei,Ngāti Tamaoho,Ngāti Manuhiri,Te Patukirikiri,Ngāti Whanaunga,Ngāti Tamaterā,Ngāti Pāoa,Ngāi Tai ki Tāmaki,Ngāti Hako,Te Ākitai Waiohua | 3.82 | 4 |  |  |  | no | 1 | 1 | 5 | CCTV NOT Available or Over 30 Years Old & Soil Type Not Available | 3.4794 | 3 | 1 | 5 | 2.5 | Property Parcels | 4 | NZ River Lines | 1.5 | 1.515 | 0.028331 | Modelled Flow Data Used & Depth Available | 13.1684 | 18
210 | 222 | 17119 | 10007985 | 196867 | DSSIN | Southern Interceptor | Gravity | Pipe | Buried | OP | CONC | None | 1964-06-30 | 5.22 | 4.94 | dwg | SI | Transmission | Legacy | 1 |  |  | 4 | 1200 | [5 empty] | 77233 | NA |  | 116.41 |  | WSL |  | Waikato,Te Kawerau a Maki,Ngāti Maru,Ngāti Whātua o Ōrākei,Ngāti Tamaoho,Ngāti Tamaterā,Ngāi Tai ki Tāmaki,Ngāti Hako,Te Ākitai Waiohua | 4 | 4 | 4 | 2019 | CCTV Footage Review Log South_Latest.xls | no | 1 | 3 | 2 | CCTV Available (0-10 Years Old) & Soil Type Available | 3.4793 | 3 | 4 | 5 | 2.5 | Property Parcels, Building Outlines | 1 |  | 5 | 1.355 | 0.2034 | Modelled Flow Data Used & Depth Available | 116.4149 | 18
423 | 441 | 15827 | 10007992 | 196565 | DSSIN | Southern Interceptor | Gravity | Pipe | Buried | OP | CONC | None | 1964-06-30 | 7.69 | 7.34 | dwg | SI | Transmission | Legacy | 1 |  |  | 4 | 1350 | [5 empty] | 77240 | NA |  | 140.89 |  | WSL |  | Waikato,Te Kawerau a Maki,Ngāti Maru,Ngāti Whātua o Ōrākei,Ngāti Tamaoho,Ngāti Tamaterā,Ngāi Tai ki Tāmaki,Ngāti Hako,Te Ākitai Waiohua | 1.53 | 2 | 1 | 2019 | CCTV Footage Review Log South_Latest.xls | no | 1 | 3 | 2 | CCTV Available (0-10 Years Old) & Soil Type Available | 3.4768 | 3 | 4 | 5 | 2.5 | Property Parcels, Building Outlines | 1 |  | 5 | 1.355 | 0.20083 | Modelled Flow Data Used & Depth Available | 140.89 | 8
422 | 440 | 15828 | 10007993 | 196869 | DSSIN | Southern Interceptor | Gravity | Pipe | Buried | OP | CONC | None | 1964-06-30 | 7.9 | 7.69 | dwg | SI | Transmission | Legacy | 1 |  |  | 4 | 1350 | [5 empty] | 77241 | NA |  | 142.58 |  | WSL |  | Waikato,Te Kawerau a Maki,Ngāti Maru,Ngāti Whātua o Ōrākei,Ngāti Tamaoho,Ngāti Tamaterā,Ngāi Tai ki Tāmaki,Ngāti Hako,Te Ākitai Waiohua | 1.53 | 2 | 1 | 2019 | CCTV Footage Review Log South_Latest.xls | no | 1 | 3 | 2 | CCTV Available (0-10 Years Old) & Soil Type Available | 3.4766 | 3 | 4 | 5 | 2.5 | Property Parcels | 1 |  | 5 | 1.355 | 0.20066 | Modelled Flow Data Used & Depth Available | 142.5771 | 8
2741 | 2980 | 40486 | 10010345 | 196695 | DSROD | Royal Oak Diversion | Gravity | Pipe | Buried | OP | PE | None | 2009-01-21 | 32.93 | 16.2 | 0.1s | WI | Transmission | DC09024 | 2 |  |  | 4 | 355 | [5 empty] | 66534 | NA |  | 267.97 |  | WSL |  | Waikato,Te Kawerau a Maki,Ngāti Whātua,Ngāti Maru,Ngāti Whātua o Ōrākei,Ngāti Tamaoho,Ngāti Tamaterā,Ngāi Tai ki Tāmaki,Ngāti Hako,Te Ākitai Waiohua | 1.76 | 2 |  |  |  | no | 5 | 1 | 1 | CCTV NOT Available or Over 30 Years Old & Soil Type Available | 3.476 | 3 | 1 | 1 | 5 | Property Parcels, KiwiRail, Building Outlines, Schools & Hospitals | 1 |  | 1 | 1.73 | 0.2 | Diameter Used For Flow Approximation & Depth Available | 267.9709 | 8
838 | 878 | 15511 | 10004081 | 193119 | DSB01 | Branch 1 Remuera | Gravity | Pipe | Buried | OP | VC | RIBLO | 1910-06-30 | 51.6 | 50.04 | dwg | OM | Transmission | DU1512 | 2 |  |  | 4 | 375 | [5 empty] | 73935 | NA |  | 120.08 |  | WSL |  | Waikato,Te Kawerau a Maki,Ngāti Whātua,Ngāti Maru,Ngāti Whātua o Ōrākei,Ngāti Tamaoho,Ngāti Tamaterā,Ngāti Pāoa,Ngāi Tai ki Tāmaki,Ngāti Hako,Te Ākitai Waiohua | 4 | 4 | 4 | 2018 | te puna wai | yes | 5 | 1 | 1 | CCTV Available (0-10 Years Old) & Soil Type Available | 3.476 | 3 | 1 | 1 | 5 | Schools & Hospitals | 1 | Aquifer - Onehunga Volcanic Aquifer | 1 | 1.73 | 0.2 | Diameter Used For Flow Approximation & Depth Available | 120.0845 | 18
839 | 879 | 15512 | 10004080 | 193279 | DSB01 | Branch 1 Remuera | Gravity | Pipe | Buried | OP | VC | None | 1910-06-30 | 50.04 | 48.26 | dwg | OM | Transmission | DU1512 | 2 |  |  | 4 | 375 | [5 empty] | 73934 | NA |  | 105.58 |  | WSL |  | Waikato,Te Kawerau a Maki,Ngāti Whātua,Ngāti Maru,Ngāti Whātua o Ōrākei,Ngāti Tamaoho,Ngāti Tamaterā,Ngāti Pāoa,Ngāi Tai ki Tāmaki,Ngāti Hako,Te Ākitai Waiohua | 3.5 | 4 | 3 | 2018 | te puna wai | yes | 5 | 1 | 4 | CCTV Available (0-10 Years Old) & Soil Type Available | 3.476 | 3 | 1 | 1 | 5 | Schools & Hospitals | 1 | Aquifer - Onehunga Volcanic Aquifer | 1 | 1.73 | 0.2 | Diameter Used For Flow Approximation & Depth Available | 105.5785 | 18
840 | 880 | 15514 | 10004078 | 193521 | DSB01 | Branch 1 Remuera | Gravity | Pipe | Buried | OP | VC | None | 1910-06-30 | 48.26 | 47.39 | dwg | OM | Transmission | DU1512 | 2 |  |  | 4 | 375 | [5 empty] | 73933 | NA |  | 51.6 |  | WSL |  | Waikato,Te Kawerau a Maki,Ngāti Whātua,Ngāti Maru,Ngāti Whātua o Ōrākei,Ngāti Tamaoho,Ngāti Tamaterā,Ngāti Pāoa,Ngāi Tai ki Tāmaki,Ngāti Hako,Te Ākitai Waiohua | 3.5 | 4 | 3 | 2018 | te puna wai | yes | 5 | 1 | 4 | CCTV Available (0-10 Years Old) & Soil Type Available | 3.476 | 3 | 1 | 1 | 5 | Schools & Hospitals | 1 | Aquifer - Onehunga Volcanic Aquifer | 1 | 1.73 | 0.2 | Diameter Used For Flow Approximation & Depth Available | 51.6013 | 18
831 | 871 | 15503 | 10004085 | 193120 | DSB01 | Branch 1 Remuera | Gravity | Pipe | Buried | OP | VC | None | 1910-06-30 | 55.71 | 55.23 | dwg | OM | Transmission | DU1112 | 2 |  |  | 4 | 375 | [5 empty] | 73939 | NA |  | 35.84 |  | WSL |  | Waikato,Te Kawerau a Maki,Ngāti Whātua,Ngāti Maru,Ngāti Whātua o Ōrākei,Ngāti Tamaoho,Ngāti Tamaterā,Ngāti Pāoa,Ngāi Tai ki Tāmaki,Ngāti Hako,Te Ākitai Waiohua | 3.63 | 4 | 3 | 2012 | te puna wai | yes | 5 | 1 | 4 | CCTV Available (10-20 Years Old) & Soil Type Available | 3.476 | 3 | 1 | 1 | 5 | Property Parcels, NZTA | 1 |  | 1 | 1.73 | 0.2 | Diameter Used For Flow Approximation & Depth Available | 35.8362 | 18
2740 | 2979 | 35460 | 10010344 | 196803 | DSROD | Royal Oak Diversion | Gravity | Pipe | Buried | OP | PE | None | 2009-01-21 | 35.4 | 32.93 | 0.1s | WI | Transmission | DC09024 | 2 |  |  | 4 | 355 | [5 empty] | 66534 | NA |  | 8.65 |  | WSL |  | Waikato,Te Kawerau a Maki,Ngāti Whātua,Ngāti Maru,Ngāti Whātua o Ōrākei,Ngāti Tamaoho,Ngāti Tamaterā,Ngāi Tai ki Tāmaki,Ngāti Hako,Te Ākitai Waiohua | 1.76 | 2 |  |  |  | no | 5 | 1 | 1 | CCTV NOT Available or Over 30 Years Old & Soil Type Available | 3.476 | 3 | 1 | 1 | 5 | KiwiRail | 1 |  | 1 | 1.73 | 0.2 | Diameter Used For Flow Approximation & Depth Available | 8.6506 | 8
2758 | 3000 | 302818 | 10064129 | 193657 | DSB9B | Branch 9B Carr Road | Gravity | Pipe | Piered | OP | CONC | None | 1965-06-30 | 54.15 | 53.93 | 1.0g | WI | Transmission | GP11002 | 2 |  |  | 4 | 375 | [5 empty] | 74498 | NA |  | 8.22 |  | WSL |  | Waikato,Te Kawerau a Maki,Ngāti Whātua,Ngāti Maru,Ngāti Whātua o Ōrākei,Ngāti Tamaoho,Ngāti Tamaterā,Ngāi Tai ki Tāmaki,Ngāti Hako,Te Ākitai Waiohua | 2.46 | 2 |  |  |  | no | 5 | 1 | 2 | CCTV NOT Available or Over 30 Years Old & Soil Type Available | 3.476 | 3 | 1 | 1 | 5 | Schools & Hospitals | 1 |  | 1 | 1.73 | 0.2 | Diameter Used For Flow Approximation & Depth Available | 8.2151 | 8
1115 | 1175 | 15542 | 10004743 | 193834 | DSB1B | Branch 1B Ellerslie | Gravity | Pipe | Buried | OP | CONC | CIP | 1926-06-30 | 40.38 | 39.95 | dwg | OM | Transmission | Legacy | 2 |  |  | 4 | 375 | [5 empty] | 74371 | NA |  | 129.8 |  | WSL |  | Waikato,Te Kawerau a Maki,Ngāti Whātua,Ngāti Maru,Ngāti Whātua o Ōrākei,Ngāti Tamaoho,Ngāti Tamaterā,Ngāti Pāoa,Ngāi Tai ki Tāmaki,Ngāti Hako,Te Ākitai Waiohua | 2 | 2 | 2 | 2016 | te puna wai | no | 3 | 3 | 1 | CCTV Available (0-10 Years Old) & Soil Type Available | 3.476 | 3 | 1 | 1 | 5 | Property Parcels, KiwiRail, Building Outlines | 1 | Aquifer - Onehunga Volcanic Aquifer | 1 | 1.73 | 0.2 | Diameter Used For Flow Approximation & Depth Available | 129.7971 | 8
1116 | 1176 | 15544 | 10004745 | 193596 | DSB1B | Branch 1B Ellerslie | Gravity | Pipe | Buried | OP | CONC | CIP | 1926-06-30 | 40.97 | 40.62 | dwg | OM | Transmission | Legacy | 2 |  |  | 4 | 375 | [5 empty] | 74373 | NA |  | 112.79 |  | WSL |  | Waikato,Te Kawerau a Maki,Ngāti Whātua,Ngāti Maru,Ngāti Whātua o Ōrākei,Ngāti Tamaoho,Ngāti Tamaterā,Ngāti Pāoa,Ngāi Tai ki Tāmaki,Ngāti Hako,Te Ākitai Waiohua | 2 | 2 | 2 | 2016 | te puna wai | no | 3 | 3 | 1 | CCTV Available (0-10 Years Old) & Soil Type Available | 3.476 | 3 | 1 | 1 | 5 | Property Parcels, Building Outlines, Schools & Hospitals | 1 | Aquifer - Onehunga Volcanic Aquifer | 1 | 1.73 | 0.2 | Diameter Used For Flow Approximation & Depth Available | 112.7904 | 8
1244 | 1327 | 15543 | 10004744 | 193687 | DSB1B | Branch 1B Ellerslie | Gravity | Pipe | Buried | OP | CONC | CIP | 1926-06-30 | 40.62 | 40.38 | dwg | OM | Transmission | Legacy | 2 |  |  | 4 | 375 | [5 empty] | 74372 | NA |  | 71.99 |  | WSL |  | Waikato,Te Kawerau a Maki,Ngāti Whātua,Ngāti Maru,Ngāti Whātua o Ōrākei,Ngāti Tamaoho,Ngāti Tamaterā,Ngāti Pāoa,Ngāi Tai ki Tāmaki,Ngāti Hako,Te Ākitai Waiohua | 2 | 2 | 2 | 2016 | te puna wai | no | 3 | 3 | 1 | CCTV Available (0-10 Years Old) & Soil Type Available | 3.476 | 3 | 1 | 1 | 5 | Property Parcels, Building Outlines, Schools & Hospitals | 1 | Aquifer - Onehunga Volcanic Aquifer | 1 | 1.73 | 0.2 | Diameter Used For Flow Approximation & Depth Available | 71.9895 | 8
1536 | 1654 | 15546 | 10004746 | 193445 | DSB1B | Branch 1B Ellerslie | Gravity | Pipe | Buried | OP | CONC | None | 1926-06-30 | 41.43 | 41.31 | 0.1s | OM | Transmission | Legacy | 2 |  |  | 4 | 375 | [5 empty] | 74374 | NA |  | 59.75 |  | WSL |  | Waikato,Te Kawerau a Maki,Ngāti Whātua,Ngāti Maru,Ngāti Whātua o Ōrākei,Ngāti Tamaoho,Ngāti Tamaterā,Ngāti Pāoa,Ngāi Tai ki Tāmaki,Ngāti Hako,Te Ākitai Waiohua | 3.81 | 4 | 3 | 2016 | te puna wai | no | 3 | 3 | 5 | CCTV Available (0-10 Years Old) & Soil Type Available | 3.476 | 3 | 1 | 1 | 5 | Property Parcels, Building Outlines, Schools & Hospitals | 1 | Aquifer - Onehunga Volcanic Aquifer | 1 | 1.73 | 0.2 | Diameter Used For Flow Approximation & Depth Available | 59.7516 | 18
2084 | 2285 | 15513 | 10004079 | 193365 | DSB01 | Branch 1 Remuera | Gravity | Pipe | Buried | OP | VC | None | 1910-06-30 | 47.35 | 45.65 | dwg | OM | Transmission | DU1512 | 2 |  |  | 4 | 375 | [5 empty] | 73932 | NA |  | 62.85 |  | WSL |  | Waikato,Te Kawerau a Maki,Ngāti Whātua,Ngāti Maru,Ngāti Whātua o Ōrākei,Ngāti Tamaoho,Ngāti Tamaterā,Ngāti Pāoa,Ngāi Tai ki Tāmaki,Ngāti Hako,Te Ākitai Waiohua | 3.08 | 3 | 3 | 2013 | te puna wai | yes | 1 | 1 | 4 | CCTV Available (10-20 Years Old) & Soil Type Available | 3.476 | 3 | 1 | 1 | 5 | Schools & Hospitals | 1 | Aquifer - Onehunga Volcanic Aquifer | 1 | 1.73 | 0.2 | Diameter Used For Flow Approximation & Depth Available | 62.848 | 14
828 | 868 | 15499 | 10004089 | 193121 | DSB01 | Branch 1 Remuera | Gravity | Pipe | Buried | OP | VC | None | 1910-06-30 | 57.07 | 56.67 | dwg | OM | Transmission | DU1112 | 2 |  |  | 4 | 375 | [5 empty] | 73943 | NA |  | 42.5 |  | WSL |  | Waikato,Te Kawerau a Maki,Ngāti Whātua,Ngāti Maru,Ngāti Whātua o Ōrākei,Ngāti Tamaoho,Ngāti Tamaterā,Ngāti Pāoa,Ngāi Tai ki Tāmaki,Ngāti Hako,Te Ākitai Waiohua | 3.07 | 3 | 3 | 2018 | te puna wai | yes | 1 | 1 | 4 | CCTV Available (0-10 Years Old) & Soil Type Available | 3.476 | 3 | 1 | 1 | 5 | Property Parcels, KiwiRail | 1 | Aquifer - Onehunga Volcanic Aquifer | 1 | 1.73 | 0.2 | Diameter Used For Flow Approximation & Depth Available | 42.497 | 14
3312 | 3579 | 929447 | 10088933 | 197889 | DSTPW | Takapuna West Branch Sewer TS3 | Gravity | Pipe | Buried | OP | CONC | None | 1964-01-01 |  |  | dwg | NI | Transmission | Legacy | 2 |  |  | 4 | 800 | [5 empty] | 65462 | NA |  | 624.72 |  | WSL |  | Te Kawerau a Maki,Ngāti Whātua,Ngāti Maru,Ngāti Whātua o Ōrākei,Ngāti Tamaoho,Te Patukirikiri,Ngāti Whanaunga,Ngāti Tamaterā,Ngāti Pāoa,Ngāi Tai ki Tāmaki,Ngāti Hako,Te Ākitai Waiohua | 3 | 3 | 3 | 2016 | te puna wai | no | 1 | 1 | 2 | CCTV Available (0-10 Years Old) & Soil Type Available | 3.4742 | 3 | 3 | 4 | 3.5 | Property Parcels, Building Outlines | 1 |  | 1.5 | 1.48 | 0.13936 | Modelled Flow Data Used & Depth Available | 624.7194 | 14
3520 | 3793 | 929565 | 10088917 | 197601 | DSTPW | Takapuna West Branch Sewer TS3 | Gravity | Pipe | Buried | OP | CONC | None | 1964-01-01 |  |  | dwg | NI | Transmission | Legacy | 2 |  |  | 4 | 800 | [5 empty] | 65443 | NA |  | 108.62 |  | WSL |  | Te Kawerau a Maki,Ngāti Whātua,Ngāti Maru,Ngāti Whātua o Ōrākei,Ngāti Tamaoho,Ngāti Manuhiri,Te Patukirikiri,Ngāti Whanaunga,Ngāti Tamaterā,Ngāti Pāoa,Ngāi Tai ki Tāmaki,Ngāti Hako,Te Ākitai Waiohua | 3 | 3 | 3 | 2016 | te puna wai | no | 1 | 3 | 2 | CCTV Available (0-10 Years Old) & Soil Type Available | 3.4731 | 3 | 3 | 4 | 3.5 | Property Parcels, Building Outlines | 1 |  | 1.5 | 1.48 | 0.10184 | Modelled Flow Data Used & Depth Available | 108.6154 | 14
3714 | 3989 | 929568 | 10088916 | 82593274 | DSTPW | Takapuna West Branch Sewer TS3 | Gravity | Pipe | Buried | OP | CONC | None | 1964-01-01 |  |  | dwg | NI | Transmission | Legacy | 2 |  |  | 4 | 800 | ASBUILT | ASBUILT | ASBUILT | ASBUILT | CONS | 65442 | NA |  | 28.59 | ASBUILT | WSL |  | Te Kawerau a Maki,Ngāti Whātua,Ngāti Maru,Ngāti Whātua o Ōrākei,Ngāti Tamaoho,Ngāti Manuhiri,Te Patukirikiri,Ngāti Whanaunga,Ngāti Tamaterā,Ngāti Pāoa,Ngāi Tai ki Tāmaki,Ngāti Hako,Te Ākitai Waiohua | 1.92 | 2 |  |  |  | no | 1 | 3 | 2 | CCTV NOT Available or Over 30 Years Old & Soil Type Available | 3.473 | 3 | 3 | 4 | 3.5 | Property Parcels, Building Outlines | 1 |  | 1.5 | 1.48 | 0.10107 | Modelled Flow Data Used & Depth Available | 28.5945 | 8
4052 | 4331 | 932205 | 10088932 | 197205 | DSTPW | Takapuna West Branch Sewer TS3 | Gravity | Pipe | Buried | OP | CONC | None | 1964-01-01 |  |  | dwg | NI | Transmission | Legacy | 2 |  |  | 4 | 800 | [5 empty] | 65461 | NA |  | 53.87 |  | WSL |  | Te Kawerau a Maki,Ngāti Whātua,Ngāti Maru,Ngāti Whātua o Ōrākei,Ngāti Tamaoho,Te Patukirikiri,Ngāti Whanaunga,Ngāti Tamaterā,Ngāti Pāoa,Ngāi Tai ki Tāmaki,Ngāti Hako,Te Ākitai Waiohua | 3 | 3 | 3 | 2016 | te puna wai | no | 1 | 1 | 2 | CCTV Available (0-10 Years Old) & Soil Type Available | 3.4729 | 3 | 3 | 4 | 3.5 | Property Parcels, Building Outlines | 1 |  | 1.5 | 1.48 | 0.095712 | Modelled Flow Data Used & Depth Available | 53.8655 | 14
2453 | 2668 | 16400 | 10005163 | 194535 | DSBOT | Botany Branch | Gravity | Pipe | Bridged | OP | CLS | None | 1985-06-30 | 11.84 | 11.71 | dwg | TE | Transmission | Legacy | 2 |  |  | 4 | 630 | [5 empty] | 74650 | NA |  | 74.88 |  | WSL |  | Waikato,Ngāti Maru,Ngāti Tamaoho,Ngāti Whanaunga,Ngāti Tamaterā,Ngāti Pāoa,Ngāi Tai ki Tāmaki,Ngāti Hako,Te Ākitai Waiohua | 1.81 | 2 | 1 | 2018 | te puna wai | no | 1 | 1 | 3 | CCTV Available (0-10 Years Old) & Soil Type Not Available | 3.4726 | 3 | 2 | 5 | 2.5 | Property Parcels | 4 | NZ River Lines | 1 | 1.495 | 0.026813 | Modelled Flow Data Used & Depth Available | 74.8792 | 8
2360 | 2571 | 17647 | 10004378 | 193437 | DSB07 | Branch 7 Arch Hill | Gravity | Pipe | Buried | OP | CONC | None | 1912-06-30 | 8.61 |  | dwg | OM | Transmission | Legacy | 2 |  |  | 4 | 910 | [5 empty] | 74148 | NA |  | 61.72 |  | WSL |  | Te Kawerau a Maki,Ngāti Whātua,Ngāti Maru,Ngāti Whātua o Ōrākei,Ngāti Tamaoho,Ngāti Tamaterā,Ngāi Tai ki Tāmaki,Ngāti Hako,Te Ākitai Waiohua | 3.49 | 3 | 2 | 2016 | te puna wai | no | 5 | 1 | 5 | CCTV Available (0-10 Years Old) & Soil Type Available | 3.4715 | 3 | 3 | 4 | 3.5 | Property Parcels, Building Outlines | 1 | Significant Ecological Area - SEA_T_5288 | 1.5 | 1.48 | 0.049486 | Modelled Flow Data Used & Depth Available | 61.7187 | 14
3309 | 3576 | 918960 | 10087920 | 195325 | DSHKI | Hauraki Branch Sewer TS3A | Gravity | Pipe | Buried | OP | CONC | None | 1957-01-01 |  |  | dwg | NI | Transmission | Legacy | 2 |  |  | 4 | 800 | [5 empty] | 64833 | NA |  | 118.48 |  | WSL |  | Te Kawerau a Maki,Ngāti Whātua,Ngāti Maru,Ngāti Whātua o Ōrākei,Ngāti Tamaoho,Te Patukirikiri,Ngāti Whanaunga,Ngāti Tamaterā,Ngāti Pāoa,Ngāi Tai ki Tāmaki,Ngāti Hako,Te Ākitai Waiohua | 2.67 | 3 | 2 | 2017 | te puna wai | no | 5 | 1 | 3 | CCTV Available (0-10 Years Old) & Soil Type Available | 3.4677 | 3 | 1 | 4 | 3.5 | Property Parcels, Building Outlines | 1 |  | 1.5 | 1.48 | 0.0015314 | Modelled Flow Data Used & Depth Available | 118.485 | 14
3054 | 3315 | 918371 | 10087919 | 194799 | DSHKI | Hauraki Branch Sewer TS3A | Gravity | Pipe | Buried | OP | CONC | None | 1957-01-01 |  |  | dwg | NI | Transmission | Legacy | 2 |  |  | 4 | 800 | [5 empty] | 64832 | NA |  | 78.68 |  | WSL |  | Te Kawerau a Maki,Ngāti Whātua,Ngāti Maru,Ngāti Whātua o Ōrākei,Ngāti Tamaoho,Te Patukirikiri,Ngāti Whanaunga,Ngāti Tamaterā,Ngāti Pāoa,Ngāi Tai ki Tāmaki,Ngāti Hako,Te Ākitai Waiohua | 2.67 | 3 | 2 | 2017 | te puna wai | no | 5 | 1 | 3 | CCTV Available (0-10 Years Old) & Soil Type Available | 3.4677 | 3 | 1 | 4 | 3.5 | Property Parcels, Building Outlines | 1 |  | 1.5 | 1.48 | 0.0015314 | Modelled Flow Data Used & Depth Available | 78.6822 | 14
4078 | 4358 | 932206 | 10087921 | 194953 | DSHKI | Hauraki Branch Sewer TS3A | Gravity | Pipe | Buried | OP | CONC | None | 1957-01-01 |  |  | dwg | NI | Transmission | Legacy | 2 |  |  | 4 | 800 | [5 empty] | 64834 | NA |  | 609.99 |  | WSL |  | Te Kawerau a Maki,Ngāti Whātua,Ngāti Maru,Ngāti Whātua o Ōrākei,Ngāti Tamaoho,Te Patukirikiri,Ngāti Whanaunga,Ngāti Tamaterā,Ngāti Pāoa,Ngāi Tai ki Tāmaki,Ngāti Hako,Te Ākitai Waiohua | 2.24 | 2 | 2 | 2017 | te puna wai | no | 1 | 1 | 3 | CCTV Available (0-10 Years Old) & Soil Type Available | 3.4677 | 3 | 1 | 4 | 3.5 | Property Parcels, Building Outlines | 1 |  | 1.5 | 1.48 | 0.0015314 | Modelled Flow Data Used & Depth Available | 609.9927 | 8
4154 | 4436 | 929552 | 10087922 | 195481 | DSHKI | Hauraki Branch Sewer TS3A | Gravity | Pipe | Buried | OP | CONC | None | 1957-01-01 |  |  | dwg | NI | Transmission | Legacy | 2 |  |  | 4 | 800 | [5 empty] | 64835 | NA |  | 100.94 |  | WSL |  | Te Kawerau a Maki,Ngāti Whātua,Ngāti Maru,Ngāti Whātua o Ōrākei,Ngāti Tamaoho,Te Patukirikiri,Ngāti Whanaunga,Ngāti Tamaterā,Ngāti Pāoa,Ngāi Tai ki Tāmaki,Ngāti Hako,Te Ākitai Waiohua | 2.24 | 2 | 2 | 2017 | te puna wai | no | 1 | 1 | 3 | CCTV Available (0-10 Years Old) & Soil Type Available | 3.4677 | 3 | 1 | 4 | 3.5 | Property Parcels, Building Outlines | 1 |  | 1.5 | 1.48 | 0.0015314 | Modelled Flow Data Used & Depth Available | 100.9357 | 8
373 | 389 | 15755 | 10008077 | 316158 | DSSIN | Southern Interceptor | Gravity | Pipe | Tunnelled | OP | CONC | None | 1964-06-30 |  |  | dwg | SI | Transmission | DC06006 | 1 |  |  | 4 | 900 | [5 empty] | 77299 | NA |  | 151.12 |  | WSL |  | Waikato,Te Kawerau a Maki,Ngāti Maru,Ngāti Tamaoho,Ngāti Whanaunga,Ngāti Tamaterā,Ngāi Tai ki Tāmaki,Ngāti Hako,Te Ākitai Waiohua | 2 | 2 | 2 | 2019 | CCTV Footage Review Log South_Latest.xls | no | 1 | 1 | 2 | CCTV Available (0-10 Years Old) & Soil Type Available | 3.4663 | 3 | 1 | 4 | 3.5 | Property Parcels, Building Outlines | 1 |  | 1.5 | 1.48 | 0.002532 | Modelled Flow Data Used & Depth Available | 151.1166 | 8
375 | 391 | 22917 | 10008078 | 316162 | DSSIN | Southern Interceptor | Gravity | Pipe | Buried | OP | CONC | None | 2004-04-30 | 18.78 |  | dwg | SI | Transmission | DC06006 | 1 |  |  | 4 | 900 | [5 empty] | 77300 | NA |  | 125.16 |  | WSL |  | Waikato,Te Kawerau a Maki,Ngāti Maru,Ngāti Tamaoho,Ngāti Whanaunga,Ngāti Tamaterā,Ngāi Tai ki Tāmaki,Ngāti Hako,Te Ākitai Waiohua | 1 | 1 | 1 | 2019 | CCTV Footage Review Log South_Latest.xls | no | 1 | 1 | 1 | CCTV Available (0-10 Years Old) & Soil Type Available | 3.4663 | 3 | 1 | 4 | 3.5 | Property Parcels, Building Outlines | 1 |  | 1.5 | 1.48 | 0.002532 | Modelled Flow Data Used & Depth Available | 125.16 | 4
2076 | 2277 | 302813 | 10064120 | 193647 | DSB9A | Branch 9A Owairaka | Gravity | Pipe | Buried | OP | CONC | None | 2000-12-13 | 43.86 | 43.68 | dwg | WI | Transmission | DC11003 | 2 |  |  | 4 | 525 | [5 empty] | 74494 | NA |  | 113.78 |  | WSL |  | Waikato,Te Kawerau a Maki,Ngāti Whātua,Ngāti Maru,Ngāti Whātua o Ōrākei,Ngāti Tamaoho,Ngāti Tamaterā,Ngāi Tai ki Tāmaki,Ngāti Hako,Te Ākitai Waiohua | 1.54 | 2 | 1 | 2012 | te puna wai | no | 5 | 1 | 1 | CCTV Available (10-20 Years Old) & Soil Type Available | 3.4655 | 3 | 2 | 2 | 5 | KiwiRail | 1 | Aquifer - Auckland Isthmus Volcanic Aquifer | 1 | 1.795 | 0.4 | Diameter Used For Flow Approximation & Depth Available | 113.7837 | 8
2799 | 3046 | 302887 | 10073488 | 196040 | DSOND | Otahuhu North Branch Diversion Sewer | Gravity | Pipe | Buried | OP | PE | None | 2011-07-01 | 3.58 | 3.23 | dwg | EI | Transmission | T0000080 | 2 |  |  | 4 | 550 | [5 empty] | 76037 | NA |  | 104.64 |  | WSL |  | Waikato,Te Kawerau a Maki,Ngāti Maru,Ngāti Whātua o Ōrākei,Ngāti Tamaoho,Ngāti Whanaunga,Ngāti Tamaterā,Ngāti Pāoa,Ngāi Tai ki Tāmaki,Ngāti Hako,Te Ākitai Waiohua | 1.69 | 2 | 1 | 2011 | te puna wai | no | 5 | 3 | 1 | CCTV Available (10-20 Years Old) & Soil Type Available | 3.4655 | 3 | 2 | 2 | 5 | Property Parcels, Schools & Hospitals | 1 | Aquifer - Auckland Isthmus Volcanic Aquifer | 1 | 1.795 | 0.4 | Diameter Used For Flow Approximation & Depth Available | 104.6357 | 8
2759 | 3001 | 302820 | 10004936 | 193892 | DSB9A | Branch 9A Owairaka | Gravity | Pipe | Buried | OP | CONC | None | 2010-07-31 | 43.68 | 43.52 | dwg | WI | Transmission | DC11003 | 2 |  |  | 4 | 525 | [5 empty] | 74480 | NA |  | 71.88 |  | WSL |  | Waikato,Te Kawerau a Maki,Ngāti Whātua,Ngāti Maru,Ngāti Whātua o Ōrākei,Ngāti Tamaoho,Ngāti Tamaterā,Ngāi Tai ki Tāmaki,Ngāti Hako,Te Ākitai Waiohua | 3 | 3 | 3 | 2012 | te puna wai | no | 5 | 1 | 1 | CCTV Available (10-20 Years Old) & Soil Type Available | 3.4655 | 3 | 2 | 2 | 5 | KiwiRail | 1 | Aquifer - Auckland Isthmus Volcanic Aquifer | 1 | 1.795 | 0.4 | Diameter Used For Flow Approximation & Depth Available | 71.8806 | 14
830 | 870 | 15501 | 10004087 | 193367 | DSB01 | Branch 1 Remuera | Gravity | Pipe | Buried | OP | CONC | None | 1960-06-30 | 56.12 | 55.75 | dwg | OM | Transmission | Legacy | 2 |  |  | 4 | 450 | [5 empty] | 73941 | NA |  | 55 |  | WSL |  | Waikato,Te Kawerau a Maki,Ngāti Whātua,Ngāti Maru,Ngāti Whātua o Ōrākei,Ngāti Tamaoho,Ngāti Tamaterā,Ngāti Pāoa,Ngāi Tai ki Tāmaki,Ngāti Hako,Te Ākitai Waiohua | 3.12 | 3 | 3 | 2013 | te puna wai | yes | 5 | 1 | 3 | CCTV Available (10-20 Years Old) & Soil Type Available | 3.4655 | 3 | 2 | 2 | 5 | NZTA | 1 | Aquifer - Onehunga Volcanic Aquifer | 1 | 1.795 | 0.4 | Diameter Used For Flow Approximation & Depth Available | 54.9959 | 14
2085 | 2286 | 15502 | 10004086 | 193523 | DSB01 | Branch 1 Remuera | Gravity | Pipe | Buried | OP | CONC | None | 1960-06-30 | 55.75 | 55.71 | dwg | OM | Transmission | DU1112 | 2 |  |  | 4 | 450 | [5 empty] | 73940 | NA |  | 7.59 |  | WSL |  | Waikato,Te Kawerau a Maki,Ngāti Whātua,Ngāti Maru,Ngāti Whātua o Ōrākei,Ngāti Tamaoho,Ngāti Tamaterā,Ngāti Pāoa,Ngāi Tai ki Tāmaki,Ngāti Hako,Te Ākitai Waiohua | 3.12 | 3 | 3 | 2012 | te puna wai | yes | 5 | 1 | 3 | CCTV Available (10-20 Years Old) & Soil Type Available | 3.4655 | 3 | 2 | 2 | 5 | Property Parcels, NZTA | 1 | Aquifer - Onehunga Volcanic Aquifer | 1 | 1.795 | 0.4 | Diameter Used For Flow Approximation & Depth Available | 7.5906 | 14
2760 | 3002 | 302821 | 10004934 | 193646 | DSB9A | Branch 9A Owairaka | Gravity | Pipe | Buried | OP | CONC | None | 2010-07-31 | 43.36 | 43.3 | dwg | WI | Transmission | DC11003 | 2 |  |  | 4 | 525 | [5 empty] | 74478 | NA |  | 29.02 |  | WSL |  | Waikato,Te Kawerau a Maki,Ngāti Whātua,Ngāti Maru,Ngāti Whātua o Ōrākei,Ngāti Tamaoho,Ngāti Tamaterā,Ngāi Tai ki Tāmaki,Ngāti Hako,Te Ākitai Waiohua | 1 | 1 | 1 | 2012 | te puna wai | no | 1 | 1 | 1 | CCTV Available (10-20 Years Old) & Soil Type Available | 3.4655 | 3 | 2 | 2 | 5 | KiwiRail | 1 | Aquifer - Auckland Isthmus Volcanic Aquifer | 1 | 1.795 | 0.4 | Diameter Used For Flow Approximation & Depth Available | 29.0238 | 4
829 | 869 | 15500 | 10004088 | 193281 | DSB01 | Branch 1 Remuera | Gravity | Pipe | Buried | OP | CONC | None | 1960-06-30 | 56.42 | 56.37 | dwg | OM | Transmission | Legacy | 2 |  |  | 4 | 450 | [5 empty] | 73942 | NA |  | 8.64 |  | WSL |  | Waikato,Te Kawerau a Maki,Ngāti Whātua,Ngāti Maru,Ngāti Whātua o Ōrākei,Ngāti Tamaoho,Ngāti Tamaterā,Ngāti Pāoa,Ngāi Tai ki Tāmaki,Ngāti Hako,Te Ākitai Waiohua | 3 | 3 | 3 | 2012 | te puna wai | yes | 1 | 1 | 3 | CCTV Available (10-20 Years Old) & Soil Type Available | 3.4655 | 3 | 2 | 2 | 5 | NZTA | 1 | Aquifer - Onehunga Volcanic Aquifer | 1 | 1.795 | 0.4 | Diameter Used For Flow Approximation & Depth Available | 8.6396 | 14
2194 | 2404 | 15280 | 10004474 | 193372 | DSB08 | Branch 8 Mt Albert | Gravity | Pipe | Buried | OP | CONC | None | 1920-06-30 | 7.92 | 7.8 | dwg | OM | Transmission | Legacy | 2 |  |  | 4 | 525 | [5 empty] | 74197 | NA |  | 9.74 |  | WSL |  | Te Kawerau a Maki,Ngāti Whātua,Ngāti Maru,Ngāti Whātua o Ōrākei,Ngāti Tamaoho,Ngāti Tamaterā,Ngāi Tai ki Tāmaki,Ngāti Hako,Te Ākitai Waiohua | 3.31 | 3 | 2 | 2010 | te puna wai | no | 1 | 1 | 5 | CCTV Available (10-20 Years Old) & Soil Type Available | 3.4653 | 3 | 3 | 2 | 3.5 | Property Parcels, Building Outlines | 1 |  | 5 | 1.475 | 0.075408 | Modelled Flow Data Used & Depth Available | 9.7439 | 14
981 | 1036 | 16036 | 10007252 | 195956 | DSOTB | Otara Branch | Gravity | Pipe | Buried | OP | CONC | None | 1961-06-30 | 4.91 | 4.7 | dwg | SI | Transmission | Legacy | 2 |  |  | 4 | 450 | [5 empty] | 76431 | NA |  | 63.73 |  | WSL |  | Waikato,Te Kawerau a Maki,Ngāti Maru,Ngāti Tamaoho,Ngāti Whanaunga,Ngāti Tamaterā,Ngāti Pāoa,Ngāi Tai ki Tāmaki,Ngāti Hako,Te Ākitai Waiohua | 2.67 | 3 | 2 | 2016 | CCTV Footage Review Log South_Latest.xls | no | 5 | 1 | 3 | CCTV Available (0-10 Years Old) & Soil Type Available | 3.4641 | 3 | 3 | 2 | 3.5 | Property Parcels, Building Outlines | 1 |  | 5 | 1.475 | 0.043205 | Modelled Flow Data Used & Depth Available | 63.7326 | 14
979 | 1034 | 16034 | 10007254 | 196111 | DSOTB | Otara Branch | Gravity | Pipe | Buried | OP | CONC | None | 1961-06-30 | 5.37 | 5.13 | dwg | SI | Transmission | Legacy | 2 |  |  | 4 | 450 | [5 empty] | 76433 | NA |  | 64.61 |  | WSL |  | Waikato,Te Kawerau a Maki,Ngāti Maru,Ngāti Tamaoho,Ngāti Whanaunga,Ngāti Tamaterā,Ngāti Pāoa,Ngāi Tai ki Tāmaki,Ngāti Hako,Te Ākitai Waiohua | 2.67 | 3 | 2 | 2016 | CCTV Footage Review Log South_Latest.xls | no | 5 | 1 | 3 | CCTV Available (0-10 Years Old) & Soil Type Available | 3.4641 | 3 | 3 | 2 | 3.5 | Property Parcels, Building Outlines | 1 |  | 5 | 1.475 | 0.042765 | Modelled Flow Data Used & Depth Available | 64.6054 | 14
2445 | 2660 | 17033 | 10007255 | 196454 | DSOTB | Otara Branch | Gravity | Pipe | Buried | OP | CONC | None | 1961-06-30 | 5.58 | 5.37 | dwg | SI | Transmission | Legacy | 2 |  |  | 4 | 450 | [5 empty] | 76434 | NA |  | 64.28 |  | WSL |  | Waikato,Te Kawerau a Maki,Ngāti Maru,Ngāti Tamaoho,Ngāti Whanaunga,Ngāti Tamaterā,Ngāti Pāoa,Ngāi Tai ki Tāmaki,Ngāti Hako,Te Ākitai Waiohua | 2.67 | 3 | 2 | 2016 | CCTV Footage Review Log South_Latest.xls | no | 5 | 1 | 3 | CCTV Available (0-10 Years Old) & Soil Type Available | 3.4641 | 3 | 3 | 2 | 3.5 | Property Parcels, Building Outlines | 1 |  | 5 | 1.475 | 0.042761 | Modelled Flow Data Used & Depth Available | 64.2796 | 14
2442 | 2657 | 17036 | 10007261 | 196455 | DSOTB | Otara Branch | Gravity | Pipe | Buried | OP | CONC | None | 1961-06-30 | 6.7 | 6.26 | dwg | SI | Transmission | Legacy | 2 |  |  | 4 | 450 | [5 empty] | 76440 | NA |  | 123.37 |  | WSL |  | Waikato,Te Kawerau a Maki,Ngāti Maru,Ngāti Tamaoho,Ngāti Whanaunga,Ngāti Tamaterā,Ngāti Pāoa,Ngāi Tai ki Tāmaki,Ngāti Hako,Te Ākitai Waiohua | 2.67 | 3 | 2 | 2016 | CCTV Footage Review Log South_Latest.xls | no | 5 | 1 | 3 | CCTV Available (0-10 Years Old) & Soil Type Available | 3.4641 | 3 | 3 | 2 | 3.5 | Property Parcels, Building Outlines | 1 |  | 5 | 1.475 | 0.041951 | Modelled Flow Data Used & Depth Available | 123.3664 | 14
977 | 1032 | 16032 | 10007262 | 195958 | DSOTB | Otara Branch | Gravity | Pipe | Buried | OP | CONC | None | 1961-06-30 | 6.9 | 6.7 | dwg | SI | Transmission | Legacy | 2 |  |  | 4 | 450 | [5 empty] | 76441 | NA |  | 59.85 |  | WSL |  | Waikato,Te Kawerau a Maki,Ngāti Maru,Ngāti Tamaoho,Ngāti Whanaunga,Ngāti Tamaterā,Ngāti Pāoa,Ngāi Tai ki Tāmaki,Ngāti Hako,Te Ākitai Waiohua | 2.67 | 3 | 2 | 2016 | CCTV Footage Review Log South_Latest.xls | no | 5 | 1 | 3 | CCTV Available (0-10 Years Old) & Soil Type Available | 3.4641 | 3 | 3 | 2 | 3.5 | Property Parcels, Building Outlines | 1 |  | 5 | 1.475 | 0.041806 | Modelled Flow Data Used & Depth Available | 59.8472 | 14
47 | 53 | 15335 | 10007071 | 195864 | DSORM | Orakei Main Sewer | Gravity | Pipe | Buried | OP | BRICK | None | 1911-06-30 | 4.69 | 4.47 | dwg | OM | Transmission | Legacy | 1 |  |  | 4 | 1800 | [5 empty] | 76274 | NA |  | 429.9 |  | WSL |  | Te Kawerau a Maki,Ngāti Whātua,Ngāti Maru,Ngāti Whātua o Ōrākei,Ngāti Tamaoho,Ngāti Tamaterā,Ngāi Tai ki Tāmaki,Ngāti Hako,Te Ākitai Waiohua | 3.08 | 3 | 3 | 2013 | CCTV Footage Review Log South_Latest.xls | no | 1 | 1 | 4 | CCTV Available (10-20 Years Old) & Soil Type Available | 3.4632 | 3 | 4 | 5 | 2.5 | Property Parcels, Building Outlines | 1 | Place Of Historic Heritage - Residence | 5 | 1.355 | 0.18674 | Modelled Flow Data Used & Depth Available | 429.9007 | 14
4769 | 747181 | 16990 | 10006334 | 195252 | DSMAN | Manurewa Branch | Gravity | Pipe | Buried | OP | CONC | None | 1966-06-30 | 10.37 | 9.85 | dwg | SI | Transmission | Legacy | 2 |  |  | 4 | 470 | [5 empty] | 75724 | NA |  | 64 |  | WSL |  | Waikato,Ngāti Maru,Ngāti Tamaoho,Ngāti Whanaunga,Ngāti Tamaterā,Ngāti Pāoa,Ngāi Tai ki Tāmaki,Ngāti Hako,Te Ākitai Waiohua | 1.51 | 2 | 1 | 2013 | te puna wai | no | 1 | 1 | 2 | CCTV Available (10-20 Years Old) & Soil Type Available | 3.4599 | 3 | 1 | 2 | 3.5 | Property Parcels, Building Outlines | 1 |  | 5 | 1.475 | 0.0018081 | Modelled Flow Data Used & Depth Available | 64.0012 | 8
1841 | 2006 | 15804 | 10006333 | 195780 | DSMAN | Manurewa Branch | Gravity | Pipe | Buried | OP | CONC | None | 1966-06-30 | 9.85 | 9.83 | dwg | SI | Transmission | Legacy | 2 |  |  | 4 | 470 | [5 empty] | 75723 | NA |  | 20.61 |  | WSL |  | Waikato,Ngāti Maru,Ngāti Tamaoho,Ngāti Whanaunga,Ngāti Tamaterā,Ngāti Pāoa,Ngāi Tai ki Tāmaki,Ngāti Hako,Te Ākitai Waiohua | 1.51 | 2 | 1 | 2013 | te puna wai | yes | 1 | 1 | 2 | CCTV Available (10-20 Years Old) & Soil Type Available | 3.4597 | 3 | 1 | 2 | 3.5 | Property Parcels, Building Outlines | 1 |  | 5 | 1.475 | 0.0018854 | Modelled Flow Data Used & Depth Available | 20.6097 | 8
1432 | 1529 | 16868 | 10008522 | 197581 | DSSWN | Swanson Branch | Gravity | Pipe | Buried | OP | CONC | None | 1965-06-30 | 15.71 | 14.92 | dwg | WI | Transmission | Legacy | 2 |  |  | 4 | 450 | [5 empty] | 77788 | NA |  | 161.53 |  | WSL |  | Te Kawerau a Maki,Ngāti Whātua,Ngāti Whātua o Ōrākei,Ngāti Tamaoho,Ngāti Tamaterā,Te Ākitai Waiohua | 2.2 | 2 | 1 | 2009 | te puna wai | no | 5 | 3 | 2 | CCTV Available (10-20 Years Old) & Soil Type Available | 3.4589 | 3 | 1 | 2 | 3.5 | Property Parcels, Building Outlines | 1 |  | 5 | 1.475 | 0.0024323 | Modelled Flow Data Used & Depth Available | 161.5274 | 8
1431 | 1528 | 16867 | 10008521 | 196917 | DSSWN | Swanson Branch | Gravity | Pipe | Buried | OP | CONC | None | 1965-06-30 | 14.92 | 14.43 | dwg | WI | Transmission | Legacy | 2 |  |  | 4 | 450 | [5 empty] | 77787 | NA |  | 95.78 |  | WSL |  | Te Kawerau a Maki,Ngāti Whātua,Ngāti Whātua o Ōrākei,Ngāti Tamaoho,Ngāti Tamaterā,Te Ākitai Waiohua | 1.66 | 2 | 1 | 2009 | te puna wai | no | 1 | 3 | 2 | CCTV Available (10-20 Years Old) & Soil Type Available | 3.4588 | 3 | 1 | 2 | 3.5 | Property Parcels, Building Outlines | 1 |  | 5 | 1.475 | 0.0024999 | Modelled Flow Data Used & Depth Available | 95.7822 | 8
1430 | 1527 | 16866 | 10008520 | 197181 | DSSWN | Swanson Branch | Gravity | Pipe | Buried | OP | CONC | None | 1965-06-30 | 14.43 | 13.98 | dwg | WI | Transmission | Legacy | 2 |  |  | 4 | 450 | [5 empty] | 77786 | NA |  | 91.25 |  | WSL |  | Te Kawerau a Maki,Ngāti Whātua,Ngāti Whātua o Ōrākei,Ngāti Tamaoho,Ngāti Tamaterā,Te Ākitai Waiohua | 1.66 | 2 | 1 | 2009 | te puna wai | no | 1 | 3 | 2 | CCTV Available (10-20 Years Old) & Soil Type Available | 3.4588 | 3 | 1 | 2 | 3.5 | Property Parcels, Building Outlines | 1 |  | 5 | 1.475 | 0.0025288 | Modelled Flow Data Used & Depth Available | 91.2509 | 8
1748 | 1906 | 15803 | 10006330 | 195251 | DSMAN | Manurewa Branch | Gravity | Pipe | Buried | OP | CONC | None | 1966-06-30 | 8.58 | 8.21 | dwg | SI | Transmission | Legacy | 2 |  |  | 4 | 450 | [5 empty] | 75720 | NA |  | 33.23 |  | WSL |  | Waikato,Ngāti Maru,Ngāti Tamaoho,Ngāti Whanaunga,Ngāti Tamaterā,Ngāti Pāoa,Ngāi Tai ki Tāmaki,Ngāti Hako,Te Ākitai Waiohua | 1.51 | 2 | 1 | 2013 | te puna wai | yes | 1 | 1 | 2 | CCTV Available (10-20 Years Old) & Soil Type Available | 3.4571 | 3 | 1 | 2 | 3.5 | Property Parcels, Building Outlines | 1 |  | 5 | 1.475 | 0.0036838 | Modelled Flow Data Used & Depth Available | 33.2257 | 8
1749 | 1907 | 15802 | 10006329 | 195779 | DSMAN | Manurewa Branch | Gravity | Pipe | Buried | OP | CONC | None | 1966-06-30 | 8.21 | 7.45 | dwg | SI | Transmission | Legacy | 2 |  |  | 4 | 470 | [5 empty] | 75752 | NA |  | 84.99 |  | WSL |  | Waikato,Ngāti Maru,Ngāti Tamaoho,Ngāti Whanaunga,Ngāti Tamaterā,Ngāti Pāoa,Ngāi Tai ki Tāmaki,Ngāti Hako,Te Ākitai Waiohua | 1.51 | 2 | 1 | 2013 | te puna wai | yes | 1 | 1 | 2 | CCTV Available (10-20 Years Old) & Soil Type Available | 3.457 | 3 | 1 | 2 | 3.5 | Property Parcels, Building Outlines | 1 |  | 5 | 1.475 | 0.00379 | Modelled Flow Data Used & Depth Available | 84.9938 | 8
711 | 744 | 15074 | 10007700 | 196618 | DSPNW | Penrose West Branch | Gravity | Pipe | Buried | OP | CONC | None | 1960-06-30 | 15.55 | 15.19 | dwg | WI | Transmission | Legacy | 2 |  |  | 4 | 470 | [5 empty] | 77002 | NA |  | 85.93 |  | WSL |  | Waikato,Te Kawerau a Maki,Ngāti Whātua,Ngāti Maru,Ngāti Whātua o Ōrākei,Ngāti Tamaoho,Ngāti Tamaterā,Ngāti Pāoa,Ngāi Tai ki Tāmaki,Ngāti Hako,Te Ākitai Waiohua | 3.1 | 3 | 3 | 2016 | te puna wai | no | 5 | 1 | 3 | CCTV Available (0-10 Years Old) & Soil Type Available | 3.4567 | 3 | 1 | 2 | 3.5 | Property Parcels, Building Outlines | 1 | Aquifer - Mt Wellington Volcanic Aquifer | 5 | 1.475 | 0.003938 | Modelled Flow Data Used & Depth Available | 85.9309 | 14
712 | 745 | 15075 | 10007701 | 196274 | DSPNW | Penrose West Branch | Gravity | Pipe | Buried | OP | CONC | None | 1960-06-30 | 15.81 | 15.55 | dwg | WI | Transmission | Legacy | 2 |  |  | 4 | 470 | [5 empty] | 77003 | NA |  | 63.57 |  | WSL |  | Waikato,Te Kawerau a Maki,Ngāti Whātua,Ngāti Maru,Ngāti Whātua o Ōrākei,Ngāti Tamaoho,Ngāti Tamaterā,Ngāti Pāoa,Ngāi Tai ki Tāmaki,Ngāti Hako,Te Ākitai Waiohua | 2.24 | 2 | 2 | 2016 | te puna wai | no | 1 | 1 | 3 | CCTV Available (0-10 Years Old) & Soil Type Available | 3.4567 | 3 | 1 | 2 | 3.5 | Property Parcels, Building Outlines | 1 | Aquifer - Mt Wellington Volcanic Aquifer | 5 | 1.475 | 0.0039412 | Modelled Flow Data Used & Depth Available | 63.566 | 8
710 | 743 | 15073 | 10007699 | 196415 | DSPNW | Penrose West Branch | Gravity | Pipe | Buried | OP | CONC | None | 1960-06-30 | 15.19 | 14.87 | dwg | WI | Transmission | Legacy | 2 |  |  | 4 | 470 | [5 empty] | 77001 | NA |  | 75.65 |  | WSL |  | Waikato,Te Kawerau a Maki,Ngāti Whātua,Ngāti Maru,Ngāti Whātua o Ōrākei,Ngāti Tamaoho,Ngāti Tamaterā,Ngāti Pāoa,Ngāi Tai ki Tāmaki,Ngāti Hako,Te Ākitai Waiohua | 2.24 | 2 | 2 | 2016 | te puna wai | no | 1 | 1 | 3 | CCTV Available (0-10 Years Old) & Soil Type Available | 3.4567 | 3 | 1 | 2 | 3.5 | Property Parcels, Building Outlines | 1 | Aquifer - Mt Wellington Volcanic Aquifer | 5 | 1.475 | 0.0039798 | Modelled Flow Data Used & Depth Available | 75.6523 | 8
2154 | 2356 | 15072 | 10007698 | 196767 | DSPNW | Penrose West Branch | Gravity | Pipe | Buried | OP | CONC | None | 1960-06-30 | 14.87 | 14.47 | dwg | WI | Transmission | Legacy | 2 |  |  | 4 | 470 | [5 empty] | 77000 | NA |  | 96.59 |  | WSL |  | Waikato,Te Kawerau a Maki,Ngāti Whātua,Ngāti Maru,Ngāti Whātua o Ōrākei,Ngāti Tamaoho,Ngāti Tamaterā,Ngāti Pāoa,Ngāi Tai ki Tāmaki,Ngāti Hako,Te Ākitai Waiohua | 2.24 | 2 | 2 | 2016 | te puna wai | no | 1 | 1 | 3 | CCTV Available (0-10 Years Old) & Soil Type Available | 3.4566 | 3 | 1 | 2 | 3.5 | Property Parcels, Building Outlines | 1 | Aquifer - Onehunga Volcanic Aquifer | 5 | 1.475 | 0.0040442 | Modelled Flow Data Used & Depth Available | 96.5867 | 8
709 | 742 | 15070 | 10007696 | 196617 | DSPNW | Penrose West Branch | Gravity | Pipe | Buried | OP | CONC | None | 1960-06-30 | 14.3 | 13.76 | dwg | WI | Transmission | Legacy | 2 |  |  | 4 | 470 | [5 empty] | 76998 | NA |  | 97.82 |  | WSL |  | Waikato,Te Kawerau a Maki,Ngāti Whātua,Ngāti Maru,Ngāti Whātua o Ōrākei,Ngāti Tamaoho,Ngāti Tamaterā,Ngāti Pāoa,Ngāi Tai ki Tāmaki,Ngāti Hako,Te Ākitai Waiohua | 1.81 | 2 | 1 | 2016 | te puna wai | no | 1 | 1 | 3 | CCTV Available (0-10 Years Old) & Soil Type Available | 3.4562 | 3 | 1 | 2 | 3.5 | Property Parcels, Building Outlines | 1 | Aquifer - Onehunga Volcanic Aquifer | 5 | 1.475 | 0.0043144 | Modelled Flow Data Used & Depth Available | 97.8235 | 8
398 | 416 | 16932 | 10009257 | 197964 | DSWIN | Western Interceptor | Gravity | Pipe | In Tunnel | OP | CONC | None | 1964-06-30 |  | 10.44 | dwg | WI | Transmission | Legacy | 1 |  |  | 4 | 1050 | [5 empty] | 78489 | NA |  | 859.72 |  | WSL |  | Te Kawerau a Maki,Ngāti Whātua,Ngāti Whātua o Ōrākei,Ngāti Tamaoho,Ngāti Tamaterā,Te Ākitai Waiohua | 3 | 3 | 3 | 2016 | te puna wai | no | 1 | 3 | 2 | CCTV Available (0-10 Years Old) & Soil Type Available | 3.4543 | 3 | 5 | 4 | 2.5 | Property Parcels, Building Outlines | 1 |  | 1.5 | 1.17 | 0.2252 | Modelled Flow Data Used & Depth Available | 859.7222 | 14
1429 | 1526 | 16865 | 10008519 | 196916 | DSSWN | Swanson Branch | Gravity | Pipe | Buried | OP | CONC | None | 1965-06-30 | 13.98 | 13.16 | dwg | WI | Transmission | Legacy | 2 |  |  | 4 | 450 | [5 empty] | 77785 | NA |  | 199.67 |  | WSL |  | Te Kawerau a Maki,Ngāti Whātua,Ngāti Whātua o Ōrākei,Ngāti Tamaoho,Ngāti Tamaterā,Te Ākitai Waiohua | 2.05 | 2 | 1 | 2009 | te puna wai | no | 5 | 1 | 2 | CCTV Available (10-20 Years Old) & Soil Type Available | 3.4507 | 3 | 1 | 2 | 3.5 | Property Parcels, Building Outlines | 1 |  | 5 | 1.475 | 0.0080433 | Modelled Flow Data Used & Depth Available | 199.6702 | 8
2003 | 2190 | 15928 | 10009484 | 197823 | DSWIR | Wiri Branch | Gravity | Pipe | Buried | OP | CONC | None | 1971-06-30 | 25.43 | 24.69 | dwg | SI | Transmission | Legacy | 2 |  |  | 4 | 470 | [5 empty] | 78588 | NA |  | 147.28 |  | WSL |  | Waikato,Te Kawerau a Maki,Ngāti Maru,Ngāti Tamaoho,Ngāti Whanaunga,Ngāti Tamaterā,Ngāti Pāoa,Ngāi Tai ki Tāmaki,Ngāti Hako,Te Ākitai Waiohua | 2.33 | 2 | 2 | 2004 | te puna wai | no | 5 | 1 | 2 | CCTV Available (10-20 Years Old) & Soil Type Available | 3.4502 | 3 | 2 | 2 | 3.5 | Property Parcels, Building Outlines | 1 |  | 5 | 1.475 | 0.017261 | Modelled Flow Data Used & Depth Available | 147.2836 | 8
2004 | 2191 | 15927 | 10009483 | 197779 | DSWIR | Wiri Branch | Gravity | Pipe | Buried | OP | CONC | None | 1971-06-30 | 24.69 | 23.77 | dwg | SI | Transmission | Legacy | 2 |  |  | 4 | 470 | [5 empty] | 78587 | NA |  | 182.16 |  | WSL |  | Waikato,Te Kawerau a Maki,Ngāti Maru,Ngāti Tamaoho,Ngāti Whanaunga,Ngāti Tamaterā,Ngāti Pāoa,Ngāi Tai ki Tāmaki,Ngāti Hako,Te Ākitai Waiohua | 2.33 | 2 | 2 | 2011 | te puna wai | no | 5 | 1 | 2 | CCTV Available (10-20 Years Old) & Soil Type Available | 3.45 | 3 | 2 | 2 | 3.5 | Property Parcels, Building Outlines | 1 |  | 5 | 1.475 | 0.017576 | Modelled Flow Data Used & Depth Available | 182.1594 | 8
2514 | 2732 | 15629 | 10007431 | 195998 | DSPAN | Papakura North Branch | Gravity | Pipe | Buried | OP | CONC | None | 1967-06-30 | 4.75 | 4.35 | dwg | SI | Transmission | Legacy | 2 |  |  | 4 | 450 | [5 empty] | 76582 | NA |  | 151.75 |  | WSL |  | Waikato,Ngāti Maru,Ngāti Tamaoho,Ngāti Whanaunga,Ngāti Tamaterā,Ngāti Pāoa,Ngāi Tai ki Tāmaki,Ngāti Hako,Te Ākitai Waiohua | 2 | 2 | 2 | 2011 | te puna wai | no | 1 | 3 | 2 | CCTV Available (10-20 Years Old) & Soil Type Available | 3.4498 | 3 | 2 | 2 | 3.5 | Property Parcels, Building Outlines | 1 |  | 5 | 1.475 | 0.017882 | Modelled Flow Data Used & Depth Available | 151.7549 | 8
1401 | 1496 | 17266 | 10008514 | 197579 | DSSWN | Swanson Branch | Gravity | Pipe | Buried | OP | CONC | None | 1992-06-30 | 12.83 | 12.36 | dwg | WI | Transmission | Legacy | 2 |  |  | 4 | 525 | [5 empty] | 77780 | NA |  | 109.56 |  | WSL |  | Te Kawerau a Maki,Ngāti Whātua,Ngāti Whātua o Ōrākei,Ngāti Tamaoho,Ngāti Tamaterā,Te Ākitai Waiohua | 2 | 2 | 2 | 2009 | te puna wai | no | 5 | 1 | 1 | CCTV Available (10-20 Years Old) & Soil Type Available | 3.4498 | 3 | 1 | 2 | 3.5 | Property Parcels, Building Outlines | 1 |  | 5 | 1.475 | 0.0087157 | Modelled Flow Data Used & Depth Available | 109.561 | 8
1399 | 1494 | 17264 | 10008516 | 197180 | DSSWN | Swanson Branch | Gravity | Pipe | Buried | OP | CONC | None | 1992-06-30 | 13.16 | 12.92 | dwg | WI | Transmission | Legacy | 2 |  |  | 4 | 525 | [5 empty] | 77784 | NA |  | 75.43 |  | WSL |  | Te Kawerau a Maki,Ngāti Whātua,Ngāti Whātua o Ōrākei,Ngāti Tamaoho,Ngāti Tamaterā,Te Ākitai Waiohua | 2 | 2 | 2 | 2009 | te puna wai | no | 5 | 1 | 1 | CCTV Available (10-20 Years Old) & Soil Type Available | 3.4497 | 3 | 1 | 2 | 3.5 | Property Parcels, Building Outlines | 1 |  | 5 | 1.475 | 0.008719 | Modelled Flow Data Used & Depth Available | 75.4279 | 8
2397 | 2608 | 16458 | 10006189 | 195204 | DSKEL | Kelston Branch | Gravity | Pipe | Buried | OP | CONC | None | 1967-06-30 | 8.58 | 8.39 | dwg | WI | Transmission | Legacy | 2 |  |  | 4 | 525 | [5 empty] | 75593 | NA |  | 77.76 |  | WSL |  | Te Kawerau a Maki,Ngāti Whātua,Ngāti Whātua o Ōrākei,Ngāti Tamaoho,Ngāti Tamaterā,Te Ākitai Waiohua | 2 | 2 | 2 | 2017 | CCTV Footage Review Log South_Latest.xls | no | 1 | 3 | 2 | CCTV Available (0-10 Years Old) & Soil Type Available | 3.4496 | 3 | 1 | 2 | 3.5 | Property Parcels, Building Outlines | 1 |  | 5 | 1.475 | 0.0087897 | Modelled Flow Data Used & Depth Available | 77.7603 | 8
2396 | 2607 | 16459 | 10006188 | 195586 | DSKEL | Kelston Branch | Gravity | Pipe | Buried | OP | CONC | None | 1967-06-30 | 8.39 | 8.18 | dwg | WI | Transmission | Legacy | 2 |  |  | 4 | 450 | [5 empty] | 75592 | NA |  | 77.4 |  | WSL |  | Te Kawerau a Maki,Ngāti Whātua,Ngāti Whātua o Ōrākei,Ngāti Tamaoho,Ngāti Tamaterā,Te Ākitai Waiohua | 2 | 2 | 2 | 2017 | CCTV Footage Review Log South_Latest.xls | no | 1 | 3 | 2 | CCTV Available (0-10 Years Old) & Soil Type Available | 3.4496 | 3 | 1 | 2 | 3.5 | Property Parcels, Building Outlines | 1 |  | 5 | 1.475 | 0.0087897 | Modelled Flow Data Used & Depth Available | 77.4019 | 8
2399 | 2610 | 16460 | 10006187 | 195053 | DSKEL | Kelston Branch | Gravity | Pipe | Buried | OP | CONC | None | 1967-06-30 | 8.18 | 8.02 | dwg | WI | Transmission | Legacy | 2 |  |  | 4 | 525 | [5 empty] | 75591 | NA |  | 50.43 |  | WSL |  | Te Kawerau a Maki,Ngāti Whātua,Ngāti Whātua o Ōrākei,Ngāti Tamaoho,Ngāti Tamaterā,Te Ākitai Waiohua | 2 | 2 | 2 | 2017 | CCTV Footage Review Log South_Latest.xls | no | 1 | 3 | 2 | CCTV Available (0-10 Years Old) & Soil Type Available | 3.4496 | 3 | 1 | 2 | 3.5 | Property Parcels, Building Outlines | 1 |  | 5 | 1.475 | 0.0087897 | Modelled Flow Data Used & Depth Available | 50.427 | 8
998 | 1054 | 16463 | 10006185 | 195203 | DSKEL | Kelston Branch | Gravity | Pipe | Buried | OP | CONC | None | 1967-06-30 | 7.78 | 7.62 | dwg | WI | Transmission | Legacy | 2 |  |  | 4 | 450 | [5 empty] | 75589 | NA |  | 65.36 |  | WSL |  | Te Kawerau a Maki,Ngāti Whātua,Ngāti Whātua o Ōrākei,Ngāti Tamaoho,Ngāti Tamaterā,Te Ākitai Waiohua | 3 | 3 | 3 | 2017 | CCTV Footage Review Log South_Latest.xls | no | 1 | 3 | 2 | CCTV Available (0-10 Years Old) & Soil Type Available | 3.4495 | 3 | 1 | 2 | 3.5 | Property Parcels, Building Outlines | 1 |  | 5 | 1.475 | 0.0088702 | Modelled Flow Data Used & Depth Available | 65.3629 | 14
3892 | 4169 | 918218 | 10088315 | 195398 | DSNCT | Northcote Branch Sewer TS8 | Gravity | Pipe | Buried | OP | CONC | None | 1961-01-01 |  |  | dwg | NI | Transmission | Legacy | 2 |  |  | 4 | 635 |  |  |  |  | SPLIT | 65093 | NA |  | 195 |  | WSL |  | Te Kawerau a Maki,Ngāti Whātua,Ngāti Maru,Ngāti Whātua o Ōrākei,Ngāti Tamaoho,Ngāti Manuhiri,Te Patukirikiri,Ngāti Whanaunga,Ngāti Tamaterā,Ngāti Pāoa,Ngāi Tai ki Tāmaki,Ngāti Hako,Te Ākitai Waiohua | 3.17 | 3 |  |  |  | no | 5 | 1 | 3 | CCTV NOT Available or Over 30 Years Old & Soil Type Available | 3.449 | 3 | 3 | 3 | 3.5 | Property Parcels, Building Outlines | 1 |  | 1.5 | 1.415 | 0.6 | Diameter Used For Flow Approximation & Depth Available | 195.5982 | 14
3994 | 4272 | 924700 | 10089243 | 193487 | DSALW | Albany West Branch Sewer TS25 | Gravity | Pipe | Buried | OP | CONC | None | 1992-07-01 |  |  | dwg | NI | Transmission | Legacy | 2 |  |  | 4 | 724 | [5 empty] | 64043 | NA |  | 58.21 |  | WSL |  | Te Kawerau a Maki,Ngāti Whātua,Ngāti Maru,Ngāti Whātua o Kaipara,Ngāti Whātua o Ōrākei,Ngāti Tamaoho,Ngāti Manuhiri,Ngāti Whanaunga,Ngāti Tamaterā,Ngāti Pāoa,Ngāi Tai ki Tāmaki,Ngāti Hako,Te Ākitai Waiohua | 1.97 | 2 |  |  |  | no | 5 | 3 | 1 | CCTV NOT Available or Over 30 Years Old & Soil Type Available | 3.449 | 3 | 3 | 3 | 3.5 | Property Parcels, Building Outlines | 1 | Significant Ecological Area - SEA_T_8340 | 1.5 | 1.415 | 0.6 | Diameter Used For Flow Approximation & Depth Available | 58.2144 | 8
3883 | 4160 | 917087 | 10088188 | 195350 | DSMFB | Milford Beach Branch Sewer TS6C | Gravity | Pipe | Buried | OP | CONC | None | 1957-01-01 |  |  | dwg | NI | Transmission | Legacy | 2 |  |  | 4 | 724 | [5 empty] | 65022 | NA |  | 31.76 |  | WSL |  | Te Kawerau a Maki,Ngāti Whātua,Ngāti Maru,Ngāti Whātua o Ōrākei,Ngāti Tamaoho,Ngāti Manuhiri,Te Patukirikiri,Ngāti Whanaunga,Ngāti Tamaterā,Ngāti Pāoa,Ngāi Tai ki Tāmaki,Ngāti Hako,Te Ākitai Waiohua | 3.17 | 3 |  |  |  | no | 5 | 1 | 3 | CCTV NOT Available or Over 30 Years Old & Soil Type Available | 3.449 | 3 | 3 | 3 | 3.5 | Property Parcels, Building Outlines | 1 |  | 1.5 | 1.415 | 0.6 | Diameter Used For Flow Approximation & Depth Available | 31.7609 | 14
4637 | 734853 | 5635976 | 10088315 | 82628001 | DSNCT | Northcote Branch Sewer TS8 | Gravity | Pipe | Buried | OP | CONC | None | 1961-01-01 |  |  | dwg | NI | Transmission | 2012549 | 2 |  |  | 4 | 635 |  |  |  |  | SPLIT | 65093 | NA |  | 6.4 |  | WSL |  | Te Kawerau a Maki,Ngāti Whātua,Ngāti Maru,Ngāti Whātua o Ōrākei,Ngāti Tamaoho,Ngāti Manuhiri,Te Patukirikiri,Ngāti Whanaunga,Ngāti Tamaterā,Ngāti Pāoa,Ngāi Tai ki Tāmaki,Ngāti Hako,Te Ākitai Waiohua | 3.17 | 3 |  |  |  | no | 5 | 1 | 3 | CCTV NOT Available or Over 30 Years Old & Soil Type Available | 3.449 | 3 | 3 | 3 | 3.5 | Property Parcels, Building Outlines | 1 |  | 1.5 | 1.415 | 0.6 | Diameter Used For Flow Approximation & Depth Available | 6.3995 | 14
3135 | 3397 | 903710 | 10089104 | 193051 | DPBRB | Browns Bay Pump Station | Gravity | Pipe | Buried | OP | CONC | None | 1966-01-01 |  |  | dwg | NI | Transmission | Legacy | 2 |  |  | 4 | 724 | [5 empty] | 63019 | NA |  | 3.63 |  | WSL |  | Te Kawerau a Maki,Ngāti Whātua,Ngāti Maru,Ngāti Whātua o Ōrākei,Ngāti Tamaoho,Ngāti Manuhiri,Te Patukirikiri,Ngāti Whanaunga,Ngāti Tamaterā,Ngāti Pāoa,Ngāi Tai ki Tāmaki,Ngāti Hako,Te Ākitai Waiohua | 2.46 | 2 |  |  |  | no | 5 | 1 | 2 | CCTV NOT Available or Over 30 Years Old & Soil Type Available | 3.449 | 3 | 3 | 3 | 3.5 | Property Parcels, Building Outlines | 1 |  | 1.5 | 1.415 | 0.6 | Diameter Used For Flow Approximation & Depth Available | 3.6312 | 8
2079 | 2280 | 16305 | 10004884 | 193634 | DSB7A | Branch 7A Morningside | Gravity | Pipe | Buried | OP | CONC | None | 1912-06-30 |  | 31.23 | dwg | OM | Transmission | Legacy | 2 |  |  | 4 | 675 | [5 empty] | 74458 | NA |  | 62.75 |  | WSL |  | Waikato,Te Kawerau a Maki,Ngāti Whātua,Ngāti Maru,Ngāti Whātua o Ōrākei,Ngāti Tamaoho,Ngāti Tamaterā,Ngāi Tai ki Tāmaki,Ngāti Hako,Te Ākitai Waiohua | 3.39 | 3 | 2 | 2017 | CCTV Footage Review Log South_Latest.xls | no | 3 | 3 | 5 | CCTV Available (0-10 Years Old) & Soil Type Available | 3.449 | 3 | 3 | 3 | 3.5 | Property Parcels, Building Outlines | 1 | Aquifer - Western Springs Volcanic Aquifer | 1.5 | 1.415 | 0.6 | Diameter Used For Flow Approximation & Depth Available | 62.7519 | 14
3693 | 3968 | 904550 | 10090108 | 194310 | DSECB | East Coast Bays Branch Sewer TS7 | Gravity | Pipe | Buried | OP | CONC | None | 1963-01-01 |  |  | dwg | NI | Transmission | Legacy | 2 |  |  | 4 | 724 | [5 empty] | 64522 | NA |  | 218.99 |  | WSL |  | Te Kawerau a Maki,Ngāti Whātua,Ngāti Maru,Ngāti Whātua o Ōrākei,Ngāti Tamaoho,Ngāti Manuhiri,Te Patukirikiri,Ngāti Whanaunga,Ngāti Tamaterā,Ngāti Pāoa,Ngāi Tai ki Tāmaki,Ngāti Hako,Te Ākitai Waiohua | 2.24 | 2 | 2 | 2015 | te puna wai | no | 1 | 1 | 3 | CCTV Available (0-10 Years Old) & Soil Type Available | 3.449 | 3 | 3 | 3 | 3.5 | Property Parcels, Building Outlines | 1 |  | 1.5 | 1.415 | 0.6 | Diameter Used For Flow Approximation & Depth Available | 218.9931 | 8
1878 | 2054 | 16908 | 10008497 | 197175 | DSSWN | Swanson Branch | Gravity | Pipe | Buried | OP | CONC | None | 1965-06-30 |  | 4.48 | dwg | WI | Transmission | Legacy | 2 |  |  | 4 | 675 | [5 empty] | 77763 | NA |  | 52.45 |  | WSL |  | Te Kawerau a Maki,Ngāti Whātua,Ngāti Whātua o Ōrākei,Ngāti Tamaoho,Ngāti Tamaterā,Te Ākitai Waiohua | 2 | 2 | 2 | 2009 | te puna wai | no | 1 | 3 | 2 | CCTV Available (10-20 Years Old) & Soil Type Available | 3.449 | 3 | 3 | 3 | 3.5 | Property Parcels, Building Outlines | 1 |  | 1.5 | 1.415 | 0.6 | Diameter Used For Flow Approximation & Depth Available | 52.4536 | 8
3157 | 3420 | 916659 | 10089148 | 192996 | DPRLE | Rosedale Pump Station | Gravity | Pipe | Buried | OP | CONC | None | 1992-07-01 |  |  | dwg | NI | Transmission | Legacy | 2 |  |  | 4 | 724 | [5 empty] | 63682 | NA |  | 3.16 |  | WSL |  | Te Kawerau a Maki,Ngāti Whātua,Ngāti Maru,Ngāti Whātua o Kaipara,Ngāti Whātua o Ōrākei,Ngāti Tamaoho,Ngāti Manuhiri,Te Patukirikiri,Ngāti Whanaunga,Ngāti Tamaterā,Ngāti Pāoa,Ngāi Tai ki Tāmaki,Ngāti Hako,Te Ākitai Waiohua | 1.21 | 1 |  |  |  | no | 1 | 3 | 1 | CCTV NOT Available or Over 30 Years Old & Soil Type Available | 3.449 | 3 | 3 | 3 | 3.5 | Property Parcels, Building Outlines | 1 |  | 1.5 | 1.415 | 0.6 | Diameter Used For Flow Approximation & Depth Available | 3.1623 | 4
2032 | 2227 | 15569 | 10004323 | 193182 | DSB06 | Branch 6 Coxs Creek | Gravity | Pipe | Encased | OP | VC | PVC | 1913-06-30 | 6.35 | 6.17 | dwg | OM | Transmission | Legacy | 2 |  |  | 4 | 450 | [5 empty] | 74109 | NA |  | 89.48 |  | WSL |  | Te Kawerau a Maki,Ngāti Whātua,Ngāti Maru,Ngāti Whātua o Ōrākei,Ngāti Tamaoho,Ngāti Tamaterā,Ngāi Tai ki Tāmaki,Ngāti Hako,Te Ākitai Waiohua | 3 | 3 | 3 | 2018 | CCTV Footage Review Log South_Latest.xls | yes | 1 | 1 | 1 | CCTV Available (0-10 Years Old) & Soil Type Available | 3.449 | 3 | 1 | 2 | 3.5 | Property Parcels, Building Outlines | 1 |  | 5 | 1.475 | 0.0092595 | Modelled Flow Data Used & Depth Available | 89.4817 | 14
2029 | 2223 | 15691 | 10004324 | 193578 | DSB06 | Branch 6 Coxs Creek | Gravity | Pipe | Encased | OP | VC | PVC | 1913-06-30 | 6.5 | 6.35 | dwg | OM | Transmission | Legacy | 2 |  |  | 4 | 450 | [5 empty] | 74110 | NA |  | 63.72 |  | WSL |  | Te Kawerau a Maki,Ngāti Whātua,Ngāti Maru,Ngāti Whātua o Ōrākei,Ngāti Tamaoho,Ngāti Tamaterā,Ngāi Tai ki Tāmaki,Ngāti Hako,Te Ākitai Waiohua | 3 | 3 | 3 | 2018 | CCTV Footage Review Log South_Latest.xls | yes | 1 | 1 | 1 | CCTV Available (0-10 Years Old) & Soil Type Available | 3.449 | 3 | 1 | 2 | 3.5 | Property Parcels, Building Outlines | 1 |  | 5 | 1.475 | 0.0092627 | Modelled Flow Data Used & Depth Available | 63.719 | 14
1609 | 1754 | 17172 | 10006414 | 195879 | DSMAS | Massey Branch | Gravity | Pipe | Buried | OP | CONC | None | 1965-06-30 | 0.14 | -0.12 | dwg | WI | Transmission | Legacy | 2 |  |  | 4 | 525 | [5 empty] | 75766 | NA |  | 86.86 |  | WSL |  | Te Kawerau a Maki,Ngāti Whātua,Ngāti Whātua o Ōrākei,Ngāti Tamaoho,Ngāti Tamaterā,Te Ākitai Waiohua | 2 | 2 | 2 | 2009 | te puna wai | no | 1 | 3 | 2 | CCTV Available (10-20 Years Old) & Soil Type Available | 3.4488 | 3 | 2 | 2 | 3.5 | Property Parcels, Building Outlines | 1 |  | 5 | 1.475 | 0.019256 | Modelled Flow Data Used & Depth Available | 86.8594 | 8
1608 | 1753 | 17173 | 10006415 | 195113 | DSMAS | Massey Branch | Gravity | Pipe | Buried | OP | CONC | None | 1965-06-30 | -0.12 | -0.28 | dwg | WI | Transmission | Legacy | 2 |  |  | 4 | 525 | [5 empty] | 75767 | NA |  | 96.45 |  | WSL |  | Te Kawerau a Maki,Ngāti Whātua,Ngāti Whātua o Ōrākei,Ngāti Tamaoho,Ngāti Tamaterā,Te Ākitai Waiohua | 2 | 2 | 2 | 2009 | te puna wai | no | 1 | 3 | 2 | CCTV Available (10-20 Years Old) & Soil Type Available | 3.4488 | 3 | 2 | 2 | 3.5 | Property Parcels, Building Outlines | 1 |  | 5 | 1.475 | 0.019259 | Modelled Flow Data Used & Depth Available | 96.4514 | 8
1217 | 1294 | 17101 | 10006411 | 195112 | DSMAS | Massey Branch | Gravity | Pipe | Buried | OP | CONC | None | 1965-06-30 | -0.68 | -0.93 | dwg | WI | Transmission | Legacy | 2 |  |  | 4 | 525 | [5 empty] | 75763 | NA |  | 81.49 |  | WSL |  | Te Kawerau a Maki,Ngāti Whātua,Ngāti Whātua o Ōrākei,Ngāti Tamaoho,Ngāti Tamaterā,Te Ākitai Waiohua | 2.33 | 2 | 2 | 2009 | te puna wai | no | 5 | 1 | 2 | CCTV Available (10-20 Years Old) & Soil Type Available | 3.4488 | 3 | 2 | 2 | 3.5 | Property Parcels, Building Outlines | 1 |  | 5 | 1.475 | 0.019288 | Modelled Flow Data Used & Depth Available | 81.4867 | 8
1449 | 1548 | 16888 | 10006413 | 195262 | DSMAS | Massey Branch | Gravity | Pipe | Buried | OP | CONC | None | 1965-06-30 | -0.28 | -0.47 | dwg | WI | Transmission | Legacy | 2 |  |  | 4 | 450 | [5 empty] | 75765 | NA |  | 74.09 |  | WSL |  | Te Kawerau a Maki,Ngāti Whātua,Ngāti Whātua o Ōrākei,Ngāti Tamaoho,Ngāti Tamaterā,Te Ākitai Waiohua | 2 | 2 | 2 | 2009 | te puna wai | no | 1 | 3 | 2 | CCTV Available (10-20 Years Old) & Soil Type Available | 3.4488 | 3 | 2 | 2 | 3.5 | Property Parcels, Building Outlines | 1 |  | 5 | 1.475 | 0.019294 | Modelled Flow Data Used & Depth Available | 74.0869 | 8
1219 | 1296 | 17103 | 10006426 | 195882 | DSMAS | Massey Branch | Gravity | Pipe | Buried | OP | CONC | None | 1965-06-30 | -1.1 | -1.6 | dwg | WI | Transmission | Legacy | 2 |  |  | 4 | 525 | [5 empty] | 75761 | NA |  | 181.34 |  | WSL |  | Te Kawerau a Maki,Ngāti Whātua,Ngāti Whātua o Ōrākei,Ngāti Tamaoho,Ngāti Tamaterā,Te Ākitai Waiohua | 3 | 3 | 3 | 2009 | te puna wai | no | 5 | 1 | 2 | CCTV Available (10-20 Years Old) & Soil Type Available | 3.4487 | 3 | 2 | 2 | 3.5 | Property Parcels, Building Outlines | 1 |  | 5 | 1.475 | 0.019323 | Modelled Flow Data Used & Depth Available | 181.342 | 14
931 | 983 | 16302 | 10004873 | 193724 | DSB7A | Branch 7A Morningside | Gravity | Pipe | Buried | OP | CONC | RBLOC | 1912-06-30 | 19.7 | 16.28 | dwg | OM | Transmission | Legacy | 2 |  |  | 4 | 457 | [5 empty] | 74450 | NA |  | 109.13 |  | WSL |  | Te Kawerau a Maki,Ngāti Whātua,Ngāti Maru,Ngāti Whātua o Ōrākei,Ngāti Tamaoho,Ngāti Tamaterā,Ngāi Tai ki Tāmaki,Ngāti Hako,Te Ākitai Waiohua | 2 | 2 | 2 | 2017 | CCTV Footage Review Log South_Latest.xls | no | 1 | 1 | 1 | CCTV Available (0-10 Years Old) & Soil Type Available | 3.4483 | 3 | 2 | 2 | 3.5 | Property Parcels, Building Outlines | 1 |  | 5 | 1.475 | 0.019918 | Modelled Flow Data Used & Depth Available | 109.13 | 8
1234 | 1316 | 16465 | 10006183 | 195052 | DSKEL | Kelston Branch | Gravity | Pipe | Buried | OP | CONC | None | 1967-06-30 | 7.41 | 7.26 | dwg | WI | Transmission | Legacy | 2 |  |  | 4 | 450 | [5 empty] | 75587 | NA |  | 57.47 |  | WSL |  | Te Kawerau a Maki,Ngāti Whātua,Ngāti Whātua o Ōrākei,Ngāti Tamaoho,Ngāti Tamaterā,Te Ākitai Waiohua | 3 | 3 | 3 | 2017 | CCTV Footage Review Log South_Latest.xls | no | 1 | 3 | 2 | CCTV Available (0-10 Years Old) & Soil Type Available | 3.4482 | 3 | 1 | 2 | 3.5 | Property Parcels, Building Outlines | 1 |  | 5 | 1.475 | 0.0098064 | Modelled Flow Data Used & Depth Available | 57.4673 | 14
1384 | 1478 | 16462 | 10006180 | 195584 | DSKEL | Kelston Branch | Gravity | Pipe | Buried | OP | CONC | None | 1967-06-30 | 7.05 | 6.86 | dwg | WI | Transmission | Legacy | 2 |  |  | 4 | 470 | [5 empty] | 75584 | NA |  | 74.82 |  | WSL |  | Te Kawerau a Maki,Ngāti Whātua,Ngāti Whātua o Ōrākei,Ngāti Tamaoho,Ngāti Tamaterā,Te Ākitai Waiohua | 3 | 3 | 3 | 2017 | CCTV Footage Review Log South_Latest.xls | no | 1 | 3 | 2 | CCTV Available (0-10 Years Old) & Soil Type Available | 3.4475 | 3 | 1 | 2 | 3.5 | Property Parcels, Building Outlines | 1 |  | 5 | 1.475 | 0.01027 | Modelled Flow Data Used & Depth Available | 74.8151 | 14
2134 | 2335 | 17026 | 10005170 | 194262 | DSBOT | Botany Branch | Gravity | Pipe | Buried | OP | CONC | None | 1985-06-30 | 5.75 | 5.1 | dwg | TE | Transmission | Legacy | 2 |  |  | 4 | 525 | [5 empty] | 74658 | NA |  | 151.15 |  | WSL |  | Waikato,Ngāti Maru,Ngāti Tamaoho,Ngāti Whanaunga,Ngāti Tamaterā,Ngāti Pāoa,Ngāi Tai ki Tāmaki,Ngāti Hako,Te Ākitai Waiohua | 2 | 2 | 2 | 2018 | te puna wai | no | 1 | 3 | 1 | CCTV Available (0-10 Years Old) & Soil Type Available | 3.4475 | 3 | 2 | 2 | 3.5 | Property Parcels, Building Outlines | 1 |  | 5 | 1.475 | 0.02109 | Modelled Flow Data Used & Depth Available | 151.1524 | 8
1388 | 1482 | 16467 | 10006197 | 195206 | DSKEL | Kelston Branch | Gravity | Pipe | Buried | OP | CONC | None | 1967-06-30 | 6.86 | 6.72 | dwg | WI | Transmission | Legacy | 2 |  |  | 4 | 470 | [5 empty] | 75583 | NA |  | 58.63 |  | WSL |  | Te Kawerau a Maki,Ngāti Whātua,Ngāti Whātua o Ōrākei,Ngāti Tamaoho,Ngāti Tamaterā,Te Ākitai Waiohua | 3 | 3 | 3 | 2017 | CCTV Footage Review Log South_Latest.xls | no | 1 | 3 | 2 | CCTV Available (0-10 Years Old) & Soil Type Available | 3.4474 | 3 | 1 | 2 | 3.5 | Property Parcels, Building Outlines | 1 |  | 5 | 1.475 | 0.010312 | Modelled Flow Data Used & Depth Available | 58.6307 | 14
2135 | 2336 | 16393 | 10005169 | 194386 | DSBOT | Botany Branch | Gravity | Pipe | Buried | OP | CONC | None | 1985-06-30 | 5.1 | 4.37 | dwg | TE | Transmission | Legacy | 2 |  |  | 4 | 525 | [5 empty] | 74657 | NA |  | 197.81 |  | WSL |  | Waikato,Ngāti Maru,Ngāti Tamaoho,Ngāti Whanaunga,Ngāti Tamaterā,Ngāti Pāoa,Ngāi Tai ki Tāmaki,Ngāti Hako,Te Ākitai Waiohua | 2 | 2 | 2 | 2018 | te puna wai | no | 1 | 3 | 1 | CCTV Available (0-10 Years Old) & Soil Type Available | 3.4463 | 3 | 2 | 2 | 3.5 | Property Parcels, Building Outlines | 1 |  | 5 | 1.475 | 0.022727 | Modelled Flow Data Used & Depth Available | 197.8118 | 8
780 | 819 | 16394 | 10005168 | 194016 | DSBOT | Botany Branch | Gravity | Pipe | Buried | OP | CONC | None | 1985-06-30 | 4.37 | 3.61 | dwg | TE | Transmission | Legacy | 2 |  |  | 4 | 525 | [5 empty] | 74656 | NA |  | 190.35 |  | WSL |  | Waikato,Ngāti Maru,Ngāti Tamaoho,Ngāti Whanaunga,Ngāti Tamaterā,Ngāti Pāoa,Ngāi Tai ki Tāmaki,Ngāti Hako,Te Ākitai Waiohua | 2 | 2 | 2 | 2018 | te puna wai | no | 1 | 3 | 1 | CCTV Available (0-10 Years Old) & Soil Type Available | 3.4462 | 3 | 2 | 2 | 3.5 | Property Parcels, Building Outlines | 1 |  | 5 | 1.475 | 0.022933 | Modelled Flow Data Used & Depth Available | 190.353 | 8
781 | 820 | 16395 | 10005167 | 194536 | DSBOT | Botany Branch | Gravity | Pipe | Buried | OP | CONC | None | 1985-06-30 | 3.61 | 3.03 | dwg | TE | Transmission | Legacy | 2 |  |  | 4 | 525 | [5 empty] | 74655 | NA |  | 173.38 |  | WSL |  | Waikato,Ngāti Maru,Ngāti Tamaoho,Ngāti Whanaunga,Ngāti Tamaterā,Ngāti Pāoa,Ngāi Tai ki Tāmaki,Ngāti Hako,Te Ākitai Waiohua | 2 | 2 | 2 | 2018 | te puna wai | no | 1 | 3 | 1 | CCTV Available (0-10 Years Old) & Soil Type Available | 3.4461 | 3 | 2 | 2 | 3.5 | Property Parcels, Building Outlines | 1 |  | 5 | 1.475 | 0.02302 | Modelled Flow Data Used & Depth Available | 173.3782 | 8
1017 | 1074 | 14856 | 10007633 | 196612 | DSPNR | Penrose Branch | Gravity | Pipe | Buried | OP | CONC | None | 1959-06-30 | 1.03 | 0.77 | dwg | EI | Transmission | Legacy | 2 |  |  | 4 | 570 | [5 empty] | 76973 | NA |  | 85.95 |  | WSL |  | Waikato,Te Kawerau a Maki,Ngāti Whātua,Ngāti Maru,Ngāti Whātua o Ōrākei,Ngāti Tamaoho,Ngāti Tamaterā,Ngāti Pāoa,Ngāi Tai ki Tāmaki,Ngāti Hako,Te Ākitai Waiohua | 2.58 | 3 | 2 | 2016 | te puna wai | no | 3 | 3 | 3 | CCTV Available (0-10 Years Old) & Soil Type Available | 3.446 | 3 | 1 | 2 | 3.5 | Property Parcels, Building Outlines | 1 | Aquifer - Mt Wellington Volcanic Aquifer | 5 | 1.475 | 0.011274 | Modelled Flow Data Used & Depth Available | 85.952 | 14
728 | 762 | 15093 | 10007634 | 196409 | DSPNR | Penrose Branch | Gravity | Pipe | Buried | OP | CONC | None | 1959-06-30 | 1.14 | 1.03 | dwg | EI | Transmission | Legacy | 2 |  |  | 4 | 570 | [5 empty] | 76974 | NA |  | 35 |  | WSL |  | Waikato,Te Kawerau a Maki,Ngāti Whātua,Ngāti Maru,Ngāti Whātua o Ōrākei,Ngāti Tamaoho,Ngāti Tamaterā,Ngāti Pāoa,Ngāi Tai ki Tāmaki,Ngāti Hako,Te Ākitai Waiohua | 3 | 3 | 3 | 2016 | te puna wai | no | 3 | 3 | 3 | CCTV Available (0-10 Years Old) & Soil Type Available | 3.446 | 3 | 1 | 2 | 3.5 | Property Parcels, Building Outlines | 1 | Aquifer - Mt Wellington Volcanic Aquifer | 5 | 1.475 | 0.011274 | Modelled Flow Data Used & Depth Available | 34.9963 | 14
1549 | 1668 | 15655 | 10007468 | 196655 | DSPAP | Papakura Branch | Gravity | Pipe | Buried | OP | CONC | None | 1962-06-30 | 14.19 | 14.07 | dwg | SI | Transmission | Legacy | 2 |  |  | 4 | 450 | [5 empty] | 76612 | NA |  | 55.97 |  | WSL |  | Waikato,Ngāti Maru,Ngāti Tamaoho,Ngāti Whanaunga,Ngāti Tamaterā,Ngāti Pāoa,Ngāi Tai ki Tāmaki,Ngāti Hako,Te Ākitai Waiohua | 2.45 | 2 | 2 | 2011 | te puna wai | no | 1 | 3 | 3 | CCTV Available (10-20 Years Old) & Soil Type Available | 3.446 | 3 | 1 | 2 | 3.5 | Property Parcels, Building Outlines | 1 |  | 5 | 1.475 | 0.01129 | Modelled Flow Data Used & Depth Available | 55.9741 | 8
1550 | 1669 | 15656 | 10007469 | 196005 | DSPAP | Papakura Branch | Gravity | Pipe | Buried | OP | CONC | None | 1962-06-30 | 14.34 | 14.19 | dwg | SI | Transmission | Legacy | 2 |  |  | 4 | 450 | [5 empty] | 76613 | NA |  | 83.36 |  | WSL |  | Waikato,Ngāti Maru,Ngāti Tamaoho,Ngāti Whanaunga,Ngāti Tamaterā,Ngāti Pāoa,Ngāi Tai ki Tāmaki,Ngāti Hako,Te Ākitai Waiohua | 3 | 3 | 3 | 2004 | te puna wai | no | 1 | 3 | 3 | CCTV Available (10-20 Years Old) & Soil Type Available | 3.446 | 3 | 1 | 2 | 3.5 | Property Parcels, Building Outlines | 1 |  | 5 | 1.475 | 0.011293 | Modelled Flow Data Used & Depth Available | 83.365 | 14
1548 | 1667 | 15654 | 10007467 | 196159 | DSPAP | Papakura Branch | Gravity | Pipe | Buried | OP | CONC | None | 1962-06-30 | 14.07 | 13.75 | dwg | SI | Transmission | Legacy | 2 |  |  | 4 | 450 | [5 empty] | 76611 | NA |  | 78.4 |  | WSL |  | Waikato,Ngāti Maru,Ngāti Tamaoho,Ngāti Whanaunga,Ngāti Tamaterā,Ngāti Pāoa,Ngāi Tai ki Tāmaki,Ngāti Hako,Te Ākitai Waiohua | 2.84 | 3 | 2 | 2011 | te puna wai | no | 5 | 1 | 3 | CCTV Available (10-20 Years Old) & Soil Type Available | 3.446 | 3 | 1 | 2 | 3.5 | Property Parcels, Building Outlines | 1 |  | 5 | 1.475 | 0.011312 | Modelled Flow Data Used & Depth Available | 78.4048 | 14
2089 | 2290 | 15487 | 10004506 | 193537 | DSB08 | Branch 8 Mt Albert | Gravity | Pipe | Buried | OP | CONC | None | 1928-06-30 | 30.09 | 28.39 | dwg | OM | Transmission | Legacy | 2 |  |  | 4 | 450 | [5 empty] | 74230 | NA |  | 170.08 |  | WSL |  | Waikato,Te Kawerau a Maki,Ngāti Whātua,Ngāti Maru,Ngāti Whātua o Ōrākei,Ngāti Tamaoho,Ngāti Tamaterā,Ngāi Tai ki Tāmaki,Ngāti Hako,Te Ākitai Waiohua | 3.31 | 3 | 2 | 2010 | te puna wai | no | 1 | 1 | 5 | CCTV Available (10-20 Years Old) & Soil Type Available | 3.4454 | 3 | 2 | 2 | 3.5 | Property Parcels, Building Outlines | 1 |  | 5 | 1.475 | 0.023985 | Modelled Flow Data Used & Depth Available | 170.0796 | 14
2091 | 2292 | 15257 | 10004502 | 193530 | DSB08 | Branch 8 Mt Albert | Gravity | Pipe | Tunnelled | OP | CONC | None | 1928-06-30 | 27.18 | 26.16 | dwg | OM | Transmission | Legacy | 2 |  |  | 4 | 450 | [5 empty] | 74228 | NA |  | 100.23 |  | WSL |  | Waikato,Te Kawerau a Maki,Ngāti Whātua,Ngāti Maru,Ngāti Whātua o Ōrākei,Ngāti Tamaoho,Ngāti Tamaterā,Ngāi Tai ki Tāmaki,Ngāti Hako,Te Ākitai Waiohua | 3.85 | 4 | 2 | 2010 | te puna wai | no | 5 | 1 | 5 | CCTV Available (10-20 Years Old) & Soil Type Available | 3.4453 | 3 | 2 | 2 | 3.5 | Property Parcels, Building Outlines | 1 |  | 5 | 1.475 | 0.02421 | Modelled Flow Data Used & Depth Available | 100.2283 | 18
2306 | 2517 | 15147 | 10004418 | 193453 | DSB07 | Branch 7 Arch Hill | Gravity | Pipe | Buried | OP | CONC | None | 1976-06-30 | 31 | 29.76 | dwg | OM | Transmission | Legacy | 2 |  |  | 4 | 450 | [5 empty] | 74191 | NA |  | 94.96 |  | WSL |  | Te Kawerau a Maki,Ngāti Whātua,Ngāti Maru,Ngāti Whātua o Ōrākei,Ngāti Tamaoho,Te Patukirikiri,Ngāti Tamaterā,Ngāti Pāoa,Ngāi Tai ki Tāmaki,Ngāti Hako,Te Ākitai Waiohua | 1.51 | 2 | 1 | 2011 | te puna wai | no | 1 | 1 | 2 | CCTV Available (10-20 Years Old) & Soil Type Available | 3.4452 | 3 | 1 | 2 | 3.5 | Property Parcels, Building Outlines | 1 |  | 5 | 1.475 | 0.011798 | Modelled Flow Data Used & Depth Available | 94.9635 | 8
1339 | 1430 | 16674 | 10005688 | 195147 | DSGLE | Glen Eden Branch | Gravity | Pipe | Buried | OP | CONC | None | 1965-06-30 | 1.88 | 1.65 | dwg | WI | Transmission | Legacy | 2 |  |  | 4 | 900 | [5 empty] | 75174 | NA |  | 106.95 |  | WSL |  | Te Kawerau a Maki,Ngāti Whātua,Ngāti Whātua o Ōrākei,Ngāti Tamaoho,Ngāti Tamaterā,Te Ākitai Waiohua | 2 | 2 | 2 | 2011 | te puna wai | no | 1 | 3 | 2 | CCTV Available (10-20 Years Old) & Soil Type Available | 3.4445 | 3 | 3 | 4 | 3.5 | Property Parcels, Building Outlines | 1 |  | 1 | 1.46 | 0.075456 | Modelled Flow Data Used & Depth Available | 106.9512 | 8
2603 | 2826 | 14997 | 10006755 | 195671 | DSONE | Onehunga Branch | Gravity | Pipe | Buried | OP | CONC | None | 1962-06-30 | 2.31 | 2.11 | dwg | WI | Transmission | Legacy | 2 |  |  | 4 | 900 | [5 empty] | 76068 | NA |  | 81.75 |  | WSL |  | Waikato,Te Kawerau a Maki,Ngāti Whātua,Ngāti Maru,Ngāti Whātua o Ōrākei,Ngāti Tamaoho,Ngāti Tamaterā,Ngāi Tai ki Tāmaki,Ngāti Hako,Te Ākitai Waiohua | 2.24 | 2 | 2 | 2021 | CCTV Footage Review Log South_Latest.xls | yes | 1 | 1 | 3 | CCTV Available (0-10 Years Old) & Soil Type Available | 3.444 | 3 | 3 | 4 | 3.5 | Property Parcels, Building Outlines | 1 | Aquifer - Onehunga Volcanic Aquifer | 1 | 1.46 | 0.066451 | Modelled Flow Data Used & Depth Available | 81.7503 | 8
2604 | 2827 | 14996 | 10006754 | 196047 | DSONE | Onehunga Branch | Gravity | Pipe | Buried | OP | CONC | None | 1962-06-30 | 2.11 | 2.05 | dwg | WI | Transmission | Legacy | 2 |  |  | 4 | 900 | [5 empty] | 76067 | NA |  | 38.19 |  | WSL |  | Waikato,Te Kawerau a Maki,Ngāti Whātua,Ngāti Maru,Ngāti Whātua o Ōrākei,Ngāti Tamaoho,Ngāti Tamaterā,Ngāi Tai ki Tāmaki,Ngāti Hako,Te Ākitai Waiohua | 3 | 3 | 3 | 2021 | CCTV Footage Review Log South_Latest.xls | yes | 1 | 1 | 3 | CCTV Available (0-10 Years Old) & Soil Type Available | 3.4439 | 3 | 3 | 4 | 3.5 | Property Parcels, Building Outlines | 1 | Aquifer - Onehunga Volcanic Aquifer | 1 | 1.46 | 0.06573 | Modelled Flow Data Used & Depth Available | 38.1909 | 14
2605 | 2828 | 14995 | 10006753 | 195820 | DSONE | Onehunga Branch | Gravity | Pipe | Buried | OP | CONC | None | 1962-06-30 | 2.05 | 2.01 | dwg | WI | Transmission | Legacy | 2 |  |  | 4 | 900 | [5 empty] | 76066 | NA |  | 50.28 |  | WSL |  | Waikato,Te Kawerau a Maki,Ngāti Whātua,Ngāti Maru,Ngāti Whātua o Ōrākei,Ngāti Tamaoho,Ngāti Tamaterā,Ngāi Tai ki Tāmaki,Ngāti Hako,Te Ākitai Waiohua | 2.24 | 2 | 2 | 2021 | CCTV Footage Review Log South_Latest.xls | yes | 1 | 1 | 3 | CCTV Available (0-10 Years Old) & Soil Type Available | 3.4439 | 3 | 3 | 4 | 3.5 | Property Parcels, Building Outlines | 1 | Aquifer - Onehunga Volcanic Aquifer | 1 | 1.46 | 0.065263 | Modelled Flow Data Used & Depth Available | 50.2782 | 8
2606 | 2829 | 14994 | 10006752 | 196198 | DSONE | Onehunga Branch | Gravity | Pipe | Buried | OP | CONC | None | 1962-06-30 | 2.01 | 1.91 | dwg | WI | Transmission | Legacy | 2 |  |  | 4 | 900 | [5 empty] | 76065 | NA |  | 45.12 |  | WSL |  | Waikato,Te Kawerau a Maki,Ngāti Whātua,Ngāti Maru,Ngāti Whātua o Ōrākei,Ngāti Tamaoho,Ngāti Tamaterā,Ngāi Tai ki Tāmaki,Ngāti Hako,Te Ākitai Waiohua | 2.58 | 3 | 2 | 2021 | CCTV Footage Review Log South_Latest.xls | yes | 3 | 3 | 3 | CCTV Available (0-10 Years Old) & Soil Type Available | 3.4439 | 3 | 3 | 4 | 3.5 | Property Parcels, Building Outlines | 1 | Aquifer - Onehunga Volcanic Aquifer | 1 | 1.46 | 0.064787 | Modelled Flow Data Used & Depth Available | 45.121 | 14
1371 | 1465 | 16712 | 10005742 | 195010 | DSGLE | Glen Eden Branch | Gravity | Pipe | Buried | OP | CONC | None | 1965-06-30 | 19.42 | 19.24 | dwg | WI | Transmission | Legacy | 2 |  |  | 4 | 450 | [5 empty] | 75233 | NA |  | 52.07 |  | WSL |  | Te Kawerau a Maki,Ngāti Whātua,Ngāti Whātua o Ōrākei,Ngāti Tamaoho,Ngāti Tamaterā,Te Ākitai Waiohua | 2 | 2 | 2 | 2011 | te puna wai | no | 1 | 3 | 2 | CCTV Available (10-20 Years Old) & Soil Type Available | 3.4436 | 3 | 2 | 2 | 3.5 | Property Parcels, Building Outlines | 1 |  | 5 | 1.475 | 0.026543 | Modelled Flow Data Used & Depth Available | 52.0738 | 8
4793 | 749083 | 17242 | 10099223 | 193093 | DSAVD | Avondale Branch Diversion | Gravity | Pipe | Buried | OP | CONC | None | 1959-06-30 | 24.2 | 20.77 | dwg | WI | Transmission | Legacy | 2 |  |  | 4 | 900 |  |  |  |  | CONS | 73861 | NA |  | 48.47 |  | WSL |  | Waikato,Te Kawerau a Maki,Ngāti Whātua,Ngāti Maru,Ngāti Whātua o Ōrākei,Ngāti Tamaoho,Ngāti Tamaterā,Ngāi Tai ki Tāmaki,Ngāti Hako,Te Ākitai Waiohua | 3.17 | 3 |  |  |  | no | 5 | 1 | 3 | CCTV NOT Available or Over 30 Years Old & Soil Type Available | 3.4435 | 3 | 3 | 4 | 3.5 | Property Parcels, Building Outlines | 1 |  | 1 | 1.46 | 0.057941 | Modelled Flow Data Used & Depth Available | 48.5783 | 14
1370 | 1464 | 16711 | 10005741 | 194506 | DSGLE | Glen Eden Branch | Gravity | Pipe | Buried | OP | CONC | None | 1965-06-30 | 19.24 | 19.03 | dwg | WI | Transmission | Legacy | 2 |  |  | 4 | 450 | [5 empty] | 75232 | NA |  | 65.3 |  | WSL |  | Te Kawerau a Maki,Ngāti Whātua,Ngāti Whātua o Ōrākei,Ngāti Tamaoho,Ngāti Tamaterā,Te Ākitai Waiohua | 2 | 2 | 2 | 2011 | te puna wai | no | 1 | 3 | 2 | CCTV Available (10-20 Years Old) & Soil Type Available | 3.4434 | 3 | 2 | 2 | 3.5 | Property Parcels, Building Outlines | 1 |  | 5 | 1.475 | 0.026797 | Modelled Flow Data Used & Depth Available | 65.298 | 8
1051 | 1111 | 16112 | 10009038 | 197213 | DSTSE | Tamaki South East Branch | Gravity | Pipe | Buried | OP | CONC | None | 1989-06-30 | 11.6 | 11.34 | dwg | TE | Transmission | Legacy | 2 |  |  | 4 | 900 | [5 empty] | 78134 | NA |  | 90.92 |  | WSL |  | Waikato,Ngāti Maru,Ngāti Tamaoho,Ngāti Whanaunga,Ngāti Tamaterā,Ngāti Pāoa,Ngāi Tai ki Tāmaki,Ngāti Hako,Te Ākitai Waiohua | 2 | 2 | 2 | 2015 | te puna wai | no | 1 | 3 | 1 | CCTV Available (0-10 Years Old) & Soil Type Available | 3.4433 | 3 | 3 | 4 | 3.5 | Property Parcels, Building Outlines | 1 |  | 1 | 1.46 | 0.055094 | Modelled Flow Data Used & Depth Available | 90.9154 | 8
2012 | 2199 | 17331 | 10009044 | 197614 | DSTSE | Tamaki South East Branch | Gravity | Pipe | Buried | OP | CONC | None | 1998-12-18 | 12.81 | 12.7 | 0.1s | TE | Transmission | DC06038 | 2 |  |  | 4 | 825 | [5 empty] | 78140 | NA |  | 69.69 |  | WSL |  | Waikato,Ngāti Maru,Ngāti Tamaoho,Ngāti Whanaunga,Ngāti Tamaterā,Ngāti Pāoa,Ngāi Tai ki Tāmaki,Ngāti Hako,Te Ākitai Waiohua | 1 | 1 | 1 | 1999 | te puna wai | no | 1 | 1 | 1 | CCTV Available (20-30 Years Old) & Soil Type Available | 3.4433 | 3 | 3 | 4 | 3.5 | Property Parcels, Building Outlines | 1 |  | 1 | 1.46 | 0.054196 | Modelled Flow Data Used & Depth Available | 69.6884 | 4
2347 | 2558 | 14993 | 10006790 | 196357 | DSONE | Onehunga Branch | Gravity | Pipe | Buried | OP | CONC | None | 1962-06-30 | 17.72 | 17.4 | dwg | WI | Transmission | Legacy | 2 |  |  | 4 | 525 | [5 empty] | 76103 | NA |  | 84.64 |  | WSL |  | Waikato,Te Kawerau a Maki,Ngāti Whātua,Ngāti Maru,Ngāti Whātua o Ōrākei,Ngāti Tamaoho,Ngāti Tamaterā,Ngāti Pāoa,Ngāi Tai ki Tāmaki,Ngāti Hako,Te Ākitai Waiohua | 2.24 | 2 | 2 | 2021 | CCTV Footage Review Log South_Latest.xls | yes | 1 | 1 | 3 | CCTV Available (0-10 Years Old) & Soil Type Available | 3.4427 | 3 | 2 | 2 | 3.5 | Property Parcels, Building Outlines | 1 | Aquifer - Mt Wellington Volcanic Aquifer | 5 | 1.475 | 0.027814 | Modelled Flow Data Used & Depth Available | 84.6395 | 8
109 | 115 | 16184 | 10005901 | 195451 | DSHIN | Howick Interceptor | Gravity | Pipe | Tunnelled | OP | CONC | None | 1964-06-30 | 24.92 | 23.5 | dwg | HI | Transmission | Legacy | 1 |  |  | 4 | 450 | [5 empty] | 75474 | NA |  | 561.11 |  | WSL |  | Waikato,Ngāti Maru,Ngāti Tamaoho,Te Patukirikiri,Ngāti Whanaunga,Ngāti Tamaterā,Ngāti Pāoa,Ngāi Tai ki Tāmaki,Ngāti Hako,Te Ākitai Waiohua | 3 | 3 | 3 | 2015 | CCTV Footage Review Log South_Latest.xls | no | 1 | 1 | 2 | CCTV Available (0-10 Years Old) & Soil Type Available | 3.4423 | 3 | 2 | 2 | 3.5 | Property Parcels, Building Outlines | 1 |  | 5 | 1.475 | 0.028406 | Modelled Flow Data Used & Depth Available | 561.1142 | 14
2527 | 2747 | 15032 | 10005578 | 194821 | DSGLD | Glendowie Branch | Gravity | Pipe | Buried | OP | CONC | None | 1966-06-30 | 6.29 | 5.46 | dwg | EI | Transmission | Legacy | 2 |  |  | 4 | 450 | [5 empty] | 75038 | NA |  | 109.45 |  | WSL |  | Waikato,Te Kawerau a Maki,Ngāti Whātua,Ngāti Maru,Ngāti Whātua o Ōrākei,Ngāti Tamaoho,Te Patukirikiri,Ngāti Whanaunga,Ngāti Tamaterā,Ngāti Pāoa,Ngāi Tai ki Tāmaki,Ngāti Hako,Te Ākitai Waiohua | 3 | 3 | 3 | 2008 | te puna wai | no | 1 | 3 | 2 | CCTV Available (10-20 Years Old) & Soil Type Available | 3.4417 | 3 | 1 | 2 | 3.5 | Property Parcels, Building Outlines | 1 |  | 5 | 1.475 | 0.01424 | Modelled Flow Data Used & Depth Available | 109.4519 | 14
983 | 1039 | 16366 | 10005081 | 193707 | DSBBH | Bucklands Beach Branch | Gravity | Pipe | Buried | OP | CONC | None | 1966-06-30 | 16.96 | 16.37 | dwg | HI | Transmission | Legacy | 2 |  |  | 4 | 450 | [5 empty] | 74600 | NA |  | 153.42 |  | WSL |  | Waikato,Ngāti Maru,Ngāti Tamaoho,Te Patukirikiri,Ngāti Whanaunga,Ngāti Tamaterā,Ngāti Pāoa,Ngāi Tai ki Tāmaki,Ngāti Hako,Te Ākitai Waiohua | 2 | 2 | 2 | 2018 | te puna wai | no | 1 | 1 | 2 | CCTV Available (0-10 Years Old) & Soil Type Available | 3.4399 | 3 | 2 | 2 | 3.5 | Property Parcels, Building Outlines | 1 |  | 5 | 1.475 | 0.031681 | Modelled Flow Data Used & Depth Available | 153.4201 | 8
985 | 1041 | 16364 | 10005079 | 193952 | DSBBH | Bucklands Beach Branch | Gravity | Pipe | Buried | OP | CONC | None | 1966-06-30 | 15.99 | 15.6 | dwg | HI | Transmission | Legacy | 2 |  |  | 4 | 450 | [5 empty] | 74598 | NA |  | 103.58 |  | WSL |  | Waikato,Ngāti Maru,Ngāti Tamaoho,Te Patukirikiri,Ngāti Whanaunga,Ngāti Tamaterā,Ngāti Pāoa,Ngāi Tai ki Tāmaki,Ngāti Hako,Te Ākitai Waiohua | 2 | 2 | 2 | 2018 | te puna wai | no | 1 | 1 | 2 | CCTV Available (0-10 Years Old) & Soil Type Available | 3.4394 | 3 | 2 | 2 | 3.5 | Property Parcels, Building Outlines | 1 |  | 5 | 1.475 | 0.032434 | Modelled Flow Data Used & Depth Available | 103.5757 | 8
749 | 787 | 16440 | 10009010 | 197607 | DSTRC | Tararata Creek Branch | Gravity | Pipe | Buried | OP | CONC | None | 1962-06-30 | 4.64 | 4.33 | 1.0g | EI | Transmission | GP07030 | 2 |  |  | 4 | 470 | [5 empty] | 78102 | NA |  | 72.4 |  | WSL |  | Waikato,Te Kawerau a Maki,Ngāti Maru,Ngāti Whātua o Ōrākei,Ngāti Tamaoho,Ngāti Tamaterā,Ngāi Tai ki Tāmaki,Ngāti Hako,Te Ākitai Waiohua | 2.56 | 3 | 1 | 2009 | te puna wai | no | 5 | 1 | 3 | CCTV Available (10-20 Years Old) & Soil Type Available | 3.4388 | 3 | 1 | 2 | 3.5 | Property Parcels, Building Outlines | 1 |  | 5 | 1.475 | 0.016196 | Modelled Flow Data Used & Depth Available | 72.4022 | 14
1366 | 1457 | 16703 | 10005729 | 194503 | DSGLE | Glen Eden Branch | Gravity | Pipe | Buried | OP | CONC | None | 1965-06-30 | 14.8 | 14.45 | dwg | WI | Transmission | Legacy | 2 |  |  | 4 | 450 | [5 empty] | 75217 | NA |  | 81.79 |  | WSL |  | Te Kawerau a Maki,Ngāti Whātua,Ngāti Whātua o Ōrākei,Ngāti Tamaoho,Ngāti Tamaterā,Te Ākitai Waiohua | 2 | 2 | 2 | 2011 | te puna wai | no | 1 | 3 | 2 | CCTV Available (10-20 Years Old) & Soil Type Available | 3.4386 | 3 | 2 | 2 | 3.5 | Property Parcels, Building Outlines | 1 |  | 5 | 1.475 | 0.033541 | Modelled Flow Data Used & Depth Available | 81.7938 | 8
1129 | 1191 | 15577 | 10004832 | 193858 | DSB3D | Branch 3 Diversion | Gravity | Pipe | Buried | OP | ABS | None | 1992-07-01 | 24.35 | 11.79 | dwg | OM | Transmission | Legacy | 2 |  |  | 4 | 450 | [5 empty] | 74418 | NA |  | 51.99 |  | WSL |  | Waikato,Te Kawerau a Maki,Ngāti Whātua,Ngāti Maru,Ngāti Whātua o Ōrākei,Ngāti Tamaoho,Te Patukirikiri,Ngāti Tamaterā,Ngāti Pāoa,Ngāi Tai ki Tāmaki,Ngāti Hako,Te Ākitai Waiohua | 2 | 2 | 2 | 2012 | te puna wai | no | 1 | 1 | 1 | CCTV Available (10-20 Years Old) & Soil Type Available | 3.4382 | 3 | 2 | 2 | 3.5 | Property Parcels, Building Outlines | 1 |  | 5 | 1.475 | 0.034088 | Modelled Flow Data Used & Depth Available | 51.9865 | 8
2062 | 2261 | 16828 | 10005727 | 194650 | DSGLE | Glen Eden Branch | Gravity | Pipe | Buried | OP | CONC | None | 1965-06-30 | 13.94 | 13.61 | dwg | WI | Transmission | Legacy | 2 |  |  | 4 | 450 | [5 empty] | 75215 | NA |  | 101.58 |  | WSL |  | Te Kawerau a Maki,Ngāti Whātua,Ngāti Whātua o Ōrākei,Ngāti Tamaoho,Ngāti Tamaterā,Te Ākitai Waiohua | 2.33 | 2 | 2 | 2011 | te puna wai | no | 5 | 1 | 2 | CCTV Available (10-20 Years Old) & Soil Type Available | 3.4382 | 3 | 2 | 2 | 3.5 | Property Parcels, Building Outlines | 1 |  | 5 | 1.475 | 0.034113 | Modelled Flow Data Used & Depth Available | 101.5802 | 8
2002 | 2189 | 15929 | 10009485 | 197384 | DSWIR | Wiri Branch | Gravity | Pipe | Buried | OP | CONC | None | 1971-06-30 | 26.17 | 25.43 | dwg | SI | Transmission | Legacy | 2 |  |  | 4 | 470 | [5 empty] | 78589 | NA |  | 144.38 |  | WSL |  | Waikato,Te Kawerau a Maki,Ngāti Maru,Ngāti Tamaoho,Ngāti Whanaunga,Ngāti Tamaterā,Ngāti Pāoa,Ngāi Tai ki Tāmaki,Ngāti Hako,Te Ākitai Waiohua | 2.33 | 2 | 2 | 2004 | te puna wai | no | 5 | 1 | 2 | CCTV Available (10-20 Years Old) & Soil Type Available | 3.4382 | 3 | 1 | 2 | 3.5 | Property Parcels, Building Outlines | 1 |  | 5 | 1.475 | 0.016637 | Modelled Flow Data Used & Depth Available | 144.3834 | 8
1060 | 1120 | 16585 | 10008882 | 197512 | DSTIT | Titirangi Branch | Gravity | Pipe | Buried | OP | CONC | None | 1988-06-30 | -5.61 | -6.26 | dwg | WI | Transmission | Legacy | 2 |  |  | 4 | 525 | [5 empty] | 78080 | NA |  | 9.79 |  | WSL |  | Waikato,Te Kawerau a Maki,Ngāti Whātua,Ngāti Whātua o Ōrākei,Ngāti Tamaoho,Ngāti Tamaterā,Te Ākitai Waiohua | 1 | 1 |  |  |  | no | 1 | 1 | 1 | CCTV NOT Available or Over 30 Years Old & Soil Type Available | 3.4375 | 3 | 2 | 2 | 3.5 | Building Outlines, Safe Swim Beach | 1 |  | 5 | 1.475 | 0.035079 | Modelled Flow Data Used & Depth Available | 9.7912 | 4
2112 | 2313 | 15282 | 10005016 | 193913 | DSB9C | Branch 9C Carrington | Gravity | Pipe | Buried | OP | CONC | None | 1946-06-30 | 32.81 | 32.2 | dwg | OM | Transmission | Legacy | 2 |  |  | 4 | 600 | [5 empty] | 74542 | NA |  | 93.97 |  | WSL |  | Waikato,Te Kawerau a Maki,Ngāti Whātua,Ngāti Maru,Ngāti Whātua o Ōrākei,Ngāti Tamaoho,Ngāti Tamaterā,Ngāi Tai ki Tāmaki,Ngāti Hako,Te Ākitai Waiohua | 2.84 | 3 | 2 | 2011 | te puna wai | no | 5 | 1 | 3 | CCTV Available (10-20 Years Old) & Soil Type Available | 3.437 | 3 | 3 | 3 | 3.5 | Property Parcels, Building Outlines | 1 |  | 1 | 1.395 | 0.6 | Diameter Used For Flow Approximation & Depth Available | 93.9652 | 14
685 | 718 | 15885 | 10004073 | 193117 | DSB01 | Branch 1 Remuera | Gravity | Pipe | Buried | OP | CONC | CIP | 1910-06-30 | 36.63 | 35.1 | dwg | OM | Transmission | Legacy | 2 |  |  | 4 | 610 |  |  |  |  | CONS | 73927 | NA |  | 455.69 |  | WSL |  | Waikato,Te Kawerau a Maki,Ngāti Whātua,Ngāti Maru,Ngāti Whātua o Ōrākei,Ngāti Tamaoho,Ngāti Tamaterā,Ngāti Pāoa,Ngāi Tai ki Tāmaki,Ngāti Hako,Te Ākitai Waiohua | 1 | 1 | 1 | 2015 | te puna wai | yes | 1 | 1 | 1 | CCTV Available (0-10 Years Old) & Soil Type Available | 3.437 | 3 | 3 | 3 | 3.5 | Property Parcels, Building Outlines | 1 | Place Of Historic Heritage - Guisnes Court | 1 | 1.395 | 0.6 | Diameter Used For Flow Approximation & Depth Available | 455.6883 | 4
1768 | 1928 | 15780 | 10004063 | 193355 | DSB01 | Branch 1 Remuera | Gravity | Pipe | Encased | OP | VC | RIBLO | 1910-06-30 | 19.37 | 18.98 | dwg | OM | Transmission | Legacy | 2 |  |  | 4 | 600 | [5 empty] | 73917 | NA |  | 61.39 |  | WSL |  | Waikato,Te Kawerau a Maki,Ngāti Whātua,Ngāti Maru,Ngāti Whātua o Ōrākei,Ngāti Tamaoho,Te Patukirikiri,Ngāti Tamaterā,Ngāti Pāoa,Ngāi Tai ki Tāmaki,Ngāti Hako,Te Ākitai Waiohua | 3 | 3 | 3 | 2013 | te puna wai | yes | 1 | 1 | 1 | CCTV Available (10-20 Years Old) & Soil Type Available | 3.437 | 3 | 3 | 3 | 3.5 | Property Parcels, Building Outlines | 1 |  | 1 | 1.395 | 0.6 | Diameter Used For Flow Approximation & Depth Available | 61.3944 | 14
4225 | 4510 | 1671043 | 10088478 | 196179 | DSNTH | North Branch Sewer TS30 | Gravity | Pipe | Buried | OP | CLS | None | 2002-04-16 |  |  | dwg | NI | Transmission | Legacy | 2 |  |  | 4 | 675 | [5 empty] | 65198 | NA |  | 28.18 |  | WSL |  | Te Kawerau a Maki,Ngāti Whātua,Ngāti Maru,Ngāti Whātua o Kaipara,Ngāti Whātua o Ōrākei,Ngāti Tamaoho,Ngāti Manuhiri,Te Patukirikiri,Ngāti Whanaunga,Ngāti Tamaterā,Ngāti Pāoa,Ngāi Tai ki Tāmaki,Ngāti Hako,Te Ākitai Waiohua | 1.97 | 2 |  |  |  | no | 5 | 3 | 1 | CCTV NOT Available or Over 30 Years Old & Soil Type Available | 3.431 | 3 | 3 | 3 | 2.5 | Property Parcels | 4 | NZ River Lines | 1.5 | 1.385 | 0.6 | Diameter Used For Flow Approximation & Depth Available | 28.1831 | 8
2102 | 2303 | 16584 | 10099292 | 197724 | DSTIT | Titirangi Branch | Gravity | Pipe | In Tunnel | OP | CONC | None | 1992-06-30 | -1.23 | -3.39 | dwg | WI | Transmission | Legacy | 2 |  |  | 4 | 525 | [5 empty] | 78085 | NA |  | 1015.69 |  | WSL |  | Waikato,Te Kawerau a Maki,Ngāti Whātua,Ngāti Whātua o Ōrākei,Ngāti Tamaoho,Ngāti Tamaterā,Te Ākitai Waiohua | 1 | 1 |  |  |  | no | 1 | 1 | 1 | CCTV NOT Available or Over 30 Years Old & Soil Type Available | 3.4295 | 3 | 2 | 2 | 3.5 | Property Parcels, Building Outlines | 4 | Significant Ecological Area - SEA_T_5539, NZ River Lines | 5 | 1.755 | 0.4 | Diameter Used For Flow Approximation & Depth Available | 1015.6892 | 4
399 | 417 | 17200 | 10009261 | 197965 | DSWIN | Western Interceptor | Gravity | Pipe | Buried | OP | CONC | None | 1964-06-30 | 13.59 | 13.39 | dwg | WI | Transmission | Legacy | 1 |  |  | 4 | 1050 | [5 empty] | 78493 | NA |  | 61.81 |  | WSL |  | Te Kawerau a Maki,Ngāti Whātua,Ngāti Whātua o Ōrākei,Ngāti Tamaoho,Ngāti Tamaterā,Te Ākitai Waiohua | 3 | 3 | 3 | 2016 | te puna wai | no | 1 | 3 | 2 | CCTV Available (0-10 Years Old) & Soil Type Available | 3.424 | 3 | 5 | 4 | 2.5 | Property Parcels, Building Outlines | 1 |  | 1 | 1.15 | 0.22174 | Modelled Flow Data Used & Depth Available | 61.8089 | 14
396 | 414 | 16842 | 10009260 | 197350 | DSWIN | Western Interceptor | Gravity | Pipe | Buried | OP | CONC | None | 1964-06-30 | 13.39 | 13.14 | dwg | WI | Transmission | Legacy | 1 |  |  | 4 | 1050 | [5 empty] | 78492 | NA |  | 84.78 |  | WSL |  | Te Kawerau a Maki,Ngāti Whātua,Ngāti Whātua o Ōrākei,Ngāti Tamaoho,Ngāti Tamaterā,Te Ākitai Waiohua | 3 | 3 | 3 | 2016 | te puna wai | no | 1 | 3 | 2 | CCTV Available (0-10 Years Old) & Soil Type Available | 3.424 | 3 | 5 | 4 | 2.5 | Property Parcels, Building Outlines | 1 |  | 1 | 1.15 | 0.22171 | Modelled Flow Data Used & Depth Available | 84.7822 | 14
397 | 415 | 17069 | 10009259 | 197791 | DSWIN | Western Interceptor | Gravity | Pipe | Buried | OP | CONC | None | 1964-06-30 | 13.14 | 12.86 | dwg | WI | Transmission | Legacy | 1 |  |  | 4 | 1050 | [5 empty] | 78491 | NA |  | 89.52 |  | WSL |  | Te Kawerau a Maki,Ngāti Whātua,Ngāti Whātua o Ōrākei,Ngāti Tamaoho,Ngāti Tamaterā,Te Ākitai Waiohua | 3 | 3 | 3 | 2016 | te puna wai | no | 1 | 3 | 2 | CCTV Available (0-10 Years Old) & Soil Type Available | 3.4239 | 3 | 5 | 4 | 2.5 | Property Parcels, Building Outlines | 1 |  | 1 | 1.15 | 0.22167 | Modelled Flow Data Used & Depth Available | 89.5177 | 14
568 | 591 | 17519 | 10007072 | 196292 | DSORM | Orakei Main Sewer | Gravity | Pipe | Buried | OP | BRICK | None | 1911-06-30 | 5.3 | 5.29 | dwg | OM | Transmission | Legacy | 1 |  |  | 4 | 1800 | [5 empty] | 76277 | NA |  | 32.64 |  | WSL |  | Te Kawerau a Maki,Ngāti Whātua,Ngāti Maru,Ngāti Whātua o Ōrākei,Ngāti Tamaoho,Ngāti Tamaterā,Ngāi Tai ki Tāmaki,Ngāti Hako,Te Ākitai Waiohua | 3.08 | 3 | 3 | 2013 | CCTV Footage Review Log South_Latest.xls | no | 1 | 1 | 4 | CCTV Available (10-20 Years Old) & Soil Type Available | 3.4159 | 3 | 4 | 5 | 2.5 | Property Parcels | 1 | Mana Whenua - Nga Kauaewhati | 5 | 1.355 | 0.13786 | Modelled Flow Data Used & Depth Available | 32.6371 | 14
356 | 368 | 16978 | 10008083 | 196741 | DSSIN | Southern Interceptor | Gravity | Pipe | Buried | OP | CONC | None | 1964-06-30 | 20.1 | 19.86 | dwg | SI | Transmission | Legacy | 1 |  |  | 4 | 900 | [5 empty] | 77305 | NA |  | 83.45 |  | WSL |  | Waikato,Te Kawerau a Maki,Ngāti Maru,Ngāti Tamaoho,Ngāti Whanaunga,Ngāti Tamaterā,Ngāi Tai ki Tāmaki,Ngāti Hako,Te Ākitai Waiohua | 2 | 2 | 2 | 2019 | CCTV Footage Review Log South_Latest.xls | no | 1 | 1 | 2 | CCTV Available (0-10 Years Old) & Soil Type Available | 3.4131 | 3 | 2 | 4 | 3.5 | Property Parcels, Building Outlines | 1 |  | 1 | 1.46 | 0.039029 | Modelled Flow Data Used & Depth Available | 83.4498 | 8
4508 | 4810 | 4652150 | 10113434 | 198039 | DSSWN | Swanson Branch | Siphon | Pipe | Tunnelled | OP | PE | None | 2018-12-14 |  |  | dwg | WI | Transmission | T0001477 | 2 |  |  | 4 | 710 | [5 empty] | 77745 | NA |  | 264.5 |  | WSL |  | Te Kawerau a Maki,Ngāti Whātua,Ngāti Whātua o Ōrākei,Ngāti Tamaoho,Ngāti Tamaterā,Te Ākitai Waiohua | 1.76 | 2 |  |  |  | no | 5 | 1 | 1 | CCTV NOT Available or Over 30 Years Old & Soil Type Available | 3.413 | 3 | 3 | 5 | 2.5 | Property Parcels | 1 | Ocean Intercept, Significant Ecological Area - SEA-M2-55a | 5 | 1.355 | 0.6 | Diameter Used For Flow Approximation & Depth Available | 264.4993 | 8
1500 | 1605 | 2093843 | 10083650 | 197344 | DSWHE | Whenuapai Branch | Siphon | Pipe | Buried | OP | AC | None | 1965-06-30 | 2.71 | 2.55 | dwg | WI | Transmission | Legacy | 2 |  |  | 4 | 610 | [5 empty] | 78346 | NA |  | 160.55 |  | WSL |  | Te Kawerau a Maki,Ngāti Whātua,Ngāti Maru,Ngāti Whātua o Ōrākei,Ngāti Tamaoho,Ngāti Tamaterā,Ngāti Hako,Te Ākitai Waiohua | 4.58 | 5 |  |  |  | no | 5 | 1 | 5 | CCTV NOT Available or Over 30 Years Old & Soil Type Available | 3.413 | 3 | 3 | 5 | 2.5 | Property Parcels | 1 | Ocean Intercept, Significant Ecological Area - SEA-M2-55a | 5 | 1.355 | 0.6 | Diameter Used For Flow Approximation & Depth Available | 160.5463 | 22
791 | 830 | 17215 | 10007333 | 196323 | DSOTB | Otara Branch | Rising | Pipe | Piered | OP | CLS | None | 1961-06-30 |  |  | dwg | SI | Transmission | Legacy | 2 |  |  | 4 | 600 | [5 empty] | 76485 | NA |  | 131.89 |  | WSL |  | Waikato,Te Kawerau a Maki,Ngāti Maru,Ngāti Whātua o Ōrākei,Ngāti Tamaoho,Ngāti Whanaunga,Ngāti Tamaterā,Ngāti Pāoa,Ngāi Tai ki Tāmaki,Ngāti Hako,Te Ākitai Waiohua | 4.44 | 4 | 3 | 2010 | te puna wai | no | 5 | 5 | 5 | CCTV Available (10-20 Years Old) & Soil Type Available | 3.413 | 3 | 3 | 5 | 2.5 | Property Parcels | 1 | Ocean Intercept, Significant Ecological Area - SEA-M2-2908DD - DD | 5 | 1.355 | 0.6 | Diameter Used For Flow Approximation & Depth Available | 131.8893 | 18
2901 | 3156 | 1678275 | 10083513 | 197343 | DSWHE | Whenuapai Branch | Siphon | Pipe | Buried | OP | PE | None | 2012-12-04 |  | -2.2 | 0.1s | WI | Transmission | T0000543 | 2 |  |  | 4 | 710 | [5 empty] | 78342 | NA |  | 147.55 |  | WSL |  | Te Kawerau a Maki,Ngāti Whātua,Ngāti Maru,Ngāti Whātua o Ōrākei,Ngāti Tamaoho,Ngāti Tamaterā,Ngāti Hako,Te Ākitai Waiohua | 1 | 1 |  |  |  | no | 1 | 1 | 1 | CCTV NOT Available or Over 30 Years Old & Soil Type Available | 3.413 | 3 | 3 | 5 | 2.5 | Property Parcels | 1 | Ocean Intercept, Significant Ecological Area - SEA-M2-55a | 5 | 1.355 | 0.6 | Diameter Used For Flow Approximation & Depth Available | 147.5503 | 4
2830 | 3079 | 302919 | 10077202 | 196807 | DSSLD | South Lynn Branch Diversion Sewer | Gravity | Pipe | Buried | OP | PE | None | 2012-12-13 | 14.63 | 13.46 | 0.1s | WI | Transmission | T0000239 | 2 |  |  | 4 | 450 | [5 empty] | 77410 | NA |  | 136.66 |  | WSL |  | Waikato,Te Kawerau a Maki,Ngāti Whātua,Ngāti Whātua o Ōrākei,Ngāti Tamaoho,Ngāti Tamaterā,Te Ākitai Waiohua | 1.97 | 2 |  |  |  | no | 5 | 3 | 1 | CCTV NOT Available or Over 30 Years Old & Soil Type Available | 3.4116 | 3 | 1 | 2 | 2.5 | Property Parcels | 4 | NZ River Lines | 5 | 1.445 | 0.00416 | Modelled Flow Data Used & Depth Available | 136.6607 | 8
4791 | 749075 | 302921 | 10077200 | 196957 | DSSLD | South Lynn Branch Diversion Sewer | Gravity | Pipe | Buried | OP | PE | None | 2012-12-13 | 13.38 | 12.49 | 0.1s | WI | Transmission | 2009856 | 2 |  |  | 4 | 450 |  |  |  |  | CONS | 77408 | NA |  | 121.95 |  | WSL |  | Waikato,Te Kawerau a Maki,Ngāti Whātua,Ngāti Whātua o Ōrākei,Ngāti Tamaoho,Ngāti Tamaterā,Te Ākitai Waiohua | 1.56 | 2 | 1 | 2014 | te puna wai | no | 5 | 3 | 1 | CCTV Available (0-10 Years Old) & Soil Type Available | 3.4116 | 3 | 1 | 2 | 2.5 | Property Parcels | 4 | NZ River Lines | 5 | 1.445 | 0.00416 | Modelled Flow Data Used & Depth Available | 121.9458 | 8
310 | 322 | 16785 | 10007080 | 196294 | DSORM | Orakei Main Sewer | Gravity | Pipe | Buried | OP | BRICK | None | 1911-06-30 | 5.94 | 5.77 | dwg | OM | Transmission | Legacy | 1 |  |  | 4 | 1500 | [5 empty] | 76286 | NA |  | 150.46 |  | WSL |  | Te Kawerau a Maki,Ngāti Whātua,Ngāti Maru,Ngāti Whātua o Ōrākei,Ngāti Tamaoho,Ngāti Tamaterā,Ngāi Tai ki Tāmaki,Ngāti Hako,Te Ākitai Waiohua | 3.24 | 3 | 3 | 2013 | CCTV Footage Review Log South_Latest.xls | no | 1 | 3 | 4 | CCTV Available (10-20 Years Old) & Soil Type Available | 3.4087 | 3 | 4 | 5 | 2.5 | Property Parcels, Building Outlines | 1 | Place Of Historic Heritage - Pasadena Buildings | 5 | 1.355 | 0.13044 | Modelled Flow Data Used & Depth Available | 150.4634 | 14
459 | 477 | 15342 | 10007081 | 195866 | DSORM | Orakei Main Sewer | Gravity | Pipe | Buried | OP | BRICK | None | 1911-06-30 | 6.13 | 5.94 | dwg | OM | Transmission | Legacy | 1 |  |  | 4 | 1500 | [5 empty] | 76287 | NA |  | 163.99 |  | WSL |  | Te Kawerau a Maki,Ngāti Whātua,Ngāti Maru,Ngāti Whātua o Ōrākei,Ngāti Tamaoho,Ngāti Tamaterā,Ngāi Tai ki Tāmaki,Ngāti Hako,Te Ākitai Waiohua | 2.95 | 3 | 2 | 2013 | CCTV Footage Review Log South_Latest.xls | no | 1 | 3 | 4 | CCTV Available (10-20 Years Old) & Soil Type Available | 3.4084 | 3 | 4 | 5 | 2.5 | Property Parcels, Building Outlines | 1 |  | 5 | 1.355 | 0.13012 | Modelled Flow Data Used & Depth Available | 163.9915 | 14
341 | 353 | 15852 | 10007082 | 196436 | DSORM | Orakei Main Sewer | Gravity | Pipe | Buried | OP | CONC | None | 1978-06-30 | 6.15 | 6.13 | dwg | OM | Transmission | Legacy | 1 |  |  | 4 | 1350 | [5 empty] | 76288 | NA |  | 31.38 |  | WSL |  | Te Kawerau a Maki,Ngāti Whātua,Ngāti Maru,Ngāti Whātua o Ōrākei,Ngāti Tamaoho,Ngāti Tamaterā,Ngāi Tai ki Tāmaki,Ngāti Hako,Te Ākitai Waiohua | 1.66 | 2 | 1 | 2013 | CCTV Footage Review Log South_Latest.xls | no | 1 | 3 | 2 | CCTV Available (10-20 Years Old) & Soil Type Available | 3.4082 | 3 | 4 | 5 | 2.5 | Property Parcels | 1 |  | 5 | 1.355 | 0.12992 | Modelled Flow Data Used & Depth Available | 31.381 | 8
131 | 137 | 15489 | 10007084 | 196295 | DSORM | Orakei Main Sewer | Gravity | Pipe | Buried | OP | BRICK | None | 1911-06-30 | 6.31 | 6.19 | dwg | OM | Transmission | Legacy | 1 |  |  | 4 | 1500 | [5 empty] | 76290 | NA |  | 320.64 |  | WSL |  | Te Kawerau a Maki,Ngāti Whātua,Ngāti Maru,Ngāti Whātua o Ōrākei,Ngāti Tamaoho,Ngāti Tamaterā,Ngāi Tai ki Tāmaki,Ngāti Hako,Te Ākitai Waiohua | 3.24 | 3 | 3 | 2013 | CCTV Footage Review Log South_Latest.xls | no | 1 | 3 | 4 | CCTV Available (10-20 Years Old) & Soil Type Available | 3.4081 | 3 | 4 | 5 | 2.5 | Property Parcels, Public Park & Sports Area | 1 | Aquifer - Western Springs Volcanic Aquifer | 5 | 1.355 | 0.12984 | Modelled Flow Data Used & Depth Available | 320.6377 | 14
736 | 771 | 15110 | 10004367 | 193583 | DSB07 | Branch 7 Arch Hill | Gravity | Pipe | Buried | OP | CONC | None | 1912-06-30 | 6.49 | 6.36 | dwg | OM | Transmission | Legacy | 2 |  |  | 4 | 910 | [5 empty] | 74137 | NA |  | 28.05 |  | WSL |  | Te Kawerau a Maki,Ngāti Whātua,Ngāti Maru,Ngāti Whātua o Ōrākei,Ngāti Tamaoho,Ngāti Tamaterā,Ngāi Tai ki Tāmaki,Ngāti Hako,Te Ākitai Waiohua | 4.13 | 4 | 3 | 2010 | te puna wai | no | 5 | 1 | 5 | CCTV Available (10-20 Years Old) & Soil Type Available | 3.4074 | 3 | 3 | 4 | 2.5 | Property Parcels | 4 | NZ River Lines | 1 | 1.435 | 0.049843 | Modelled Flow Data Used & Depth Available | 28.0504 | 18
2128 | 2329 | 16253 | 10006443 | 195883 | DSMEB | Mellons Bay Branch | Gravity | Pipe | Buried | OP | CONC | None | 1966-06-30 | -3.04 | -3.53 | dwg | HI | Transmission | Legacy | 2 |  |  | 4 | 525 | [5 empty] | 75795 | NA |  | 245.11 |  | WSL |  | Waikato,Ngāti Maru,Ngāti Tamaoho,Te Patukirikiri,Ngāti Whanaunga,Ngāti Tamaterā,Ngāti Pāoa,Ngāi Tai ki Tāmaki,Ngāti Hako,Te Ākitai Waiohua | 2 | 2 | 2 | 2015 | CCTV Footage Review Log South_Latest.xls | no | 1 | 1 | 2 | CCTV Available (0-10 Years Old) & Soil Type Available | 3.4053 | 3 | 2 | 2 | 2.5 | Property Parcels, Safe Swim Beach | 4 | Ocean Intercept, Place Of Historic Heritage - Howick Wharf site, NZ River Lines | 5 | 1.445 | 0.018329 | Modelled Flow Data Used & Depth Available | 245.11 | 8
778 | 817 | 16390 | 10005173 | 194387 | DSBOT | Botany Branch | Gravity | Pipe | Buried | OP | CONC | None | 1985-06-30 | 7.44 | 6.7 | dwg | TE | Transmission | Legacy | 2 |  |  | 4 | 525 | [5 empty] | 74661 | NA |  | 199.94 |  | WSL |  | Waikato,Ngāti Maru,Ngāti Tamaoho,Ngāti Whanaunga,Ngāti Tamaterā,Ngāti Pāoa,Ngāi Tai ki Tāmaki,Ngāti Hako,Te Ākitai Waiohua | 2 | 2 | 2 | 2018 | te puna wai | no | 1 | 3 | 1 | CCTV Available (0-10 Years Old) & Soil Type Available | 3.4034 | 3 | 2 | 2 | 2.5 | Property Parcels | 4 | NZ River Lines | 5 | 1.445 | 0.021122 | Modelled Flow Data Used & Depth Available | 199.9426 | 8
3579 | 3852 | 942725 | 10089440 | 194181 | DSBDD | Birkdale Diversion Branch Sewer TS14A | Gravity | Pipe | Buried | OP | PVC-U | None | 2011-05-27 | 14.91 | 11.18 | 0.1s | NI | Transmission | R0002855 | 2 |  |  | 4 | 500 | [5 empty] | 64147 | NA |  | 179.65 |  | WSL |  | Te Kawerau a Maki,Ngāti Whātua,Ngāti Maru,Ngāti Whātua o Ōrākei,Ngāti Tamaoho,Ngāti Manuhiri,Ngāti Whanaunga,Ngāti Tamaterā,Ngāti Pāoa,Ngāi Tai ki Tāmaki,Ngāti Hako,Te Ākitai Waiohua | 1.76 | 2 |  |  | CCTV app | yes | 5 | 1 | 1 | CCTV NOT Available or Over 30 Years Old & Soil Type Available | 3.4034 | 3 | 1 | 2 | 2.5 | Property Parcels | 4 | Significant Ecological Area - SEA_T_8212, NZ River Lines | 5 | 1.445 | 0.0099541 | Modelled Flow Data Used & Depth Available | 179.6476 | 8
377 | 393 | 22918 | 10008079 | 196740 | DSSIN | Southern Interceptor | Gravity | Pipe | Buried | OP | CONC | None | 2004-04-30 | 18.92 | 18.78 | dwg | SI | Transmission | DC06006 | 1 |  |  | 4 | 900 | [5 empty] | 77301 | NA |  | 71.8 |  | WSL |  | Waikato,Te Kawerau a Maki,Ngāti Maru,Ngāti Tamaoho,Ngāti Whanaunga,Ngāti Tamaterā,Ngāi Tai ki Tāmaki,Ngāti Hako,Te Ākitai Waiohua | 1.44 | 1 | 1 | 2019 | CCTV Footage Review Log South_Latest.xls | no | 5 | 1 | 1 | CCTV Available (0-10 Years Old) & Soil Type Available | 3.3989 | 3 | 1 | 4 | 2.5 | Property Parcels | 4 | NZ River Lines | 1 | 1.435 | 0.0025353 | Modelled Flow Data Used & Depth Available | 71.7973 | 4
3566 | 3839 | 910961 | 10090096 | 194307 | DSECB | East Coast Bays Branch Sewer TS7 | Gravity | Pipe | Buried | OP | CONC | None | 1963-01-01 |  |  | dwg | NI | Transmission | Legacy | 2 |  |  | 4 | 724 | [5 empty] | 64510 | NA |  | 143.64 |  | WSL |  | Te Kawerau a Maki,Ngāti Whātua,Ngāti Maru,Ngāti Whātua o Kaipara,Ngāti Whātua o Ōrākei,Ngāti Tamaoho,Ngāti Manuhiri,Te Patukirikiri,Ngāti Whanaunga,Ngāti Tamaterā,Ngāti Pāoa,Ngāi Tai ki Tāmaki,Ngāti Hako,Te Ākitai Waiohua | 2.24 | 2 | 2 | 2016 | te puna wai | no | 1 | 1 | 3 | CCTV Available (0-10 Years Old) & Soil Type Available | 3.3971 | 3 | 3 | 3 | 3.5 | Property Parcels, Building Outlines | 1 |  | 1.5 | 1.415 | 0.19296 | Modelled Flow Data Used & Depth Available | 143.6388 | 8
3480 | 3753 | 933735 | 10090094 | 194111 | DSECB | East Coast Bays Branch Sewer TS7 | Gravity | Pipe | Buried | OP | CONC | None | 1961-01-01 |  |  | dwg | NI | Transmission | Legacy | 2 |  |  | 4 | 724 | [5 empty] | 64508 | NA |  | 102.56 |  | WSL |  | Te Kawerau a Maki,Ngāti Whātua,Ngāti Maru,Ngāti Whātua o Kaipara,Ngāti Whātua o Ōrākei,Ngāti Tamaoho,Ngāti Manuhiri,Te Patukirikiri,Ngāti Whanaunga,Ngāti Tamaterā,Ngāti Pāoa,Ngāi Tai ki Tāmaki,Ngāti Hako,Te Ākitai Waiohua | 3 | 3 | 3 | 2016 | te puna wai | no | 1 | 3 | 3 | CCTV Available (0-10 Years Old) & Soil Type Available | 3.3971 | 3 | 3 | 3 | 3.5 | Property Parcels, Building Outlines | 1 |  | 1.5 | 1.415 | 0.19296 | Modelled Flow Data Used & Depth Available | 102.5555 | 14
3803 | 4079 | 916026 | 10090098 | 194112 | DSECB | East Coast Bays Branch Sewer TS7 | Gravity | Pipe | Buried | OP | CONC | None | 1963-01-01 |  |  | dwg | NI | Transmission | Legacy | 2 |  |  | 4 | 724 | [5 empty] | 64513 | NA |  | 42.35 |  | WSL |  | Te Kawerau a Maki,Ngāti Whātua,Ngāti Maru,Ngāti Whātua o Kaipara,Ngāti Whātua o Ōrākei,Ngāti Tamaoho,Ngāti Manuhiri,Te Patukirikiri,Ngāti Whanaunga,Ngāti Tamaterā,Ngāti Pāoa,Ngāi Tai ki Tāmaki,Ngāti Hako,Te Ākitai Waiohua | 2.24 | 2 | 2 | 2016 | te puna wai | no | 1 | 1 | 3 | CCTV Available (0-10 Years Old) & Soil Type Available | 3.3971 | 3 | 3 | 3 | 3.5 | Property Parcels, Building Outlines | 1 |  | 1.5 | 1.415 | 0.19296 | Modelled Flow Data Used & Depth Available | 42.3488 | 8
4269 | 4554 | 938729 | 10090101 | 194435 | DSECB | East Coast Bays Branch Sewer TS7 | Gravity | Pipe | Buried | OP | CONC | None | 1963-01-01 |  |  | dwg | NI | Transmission | Legacy | 2 |  |  | 4 | 724 | [5 empty] | 64516 | NA |  | 208.65 |  | WSL |  | Te Kawerau a Maki,Ngāti Whātua,Ngāti Maru,Ngāti Whātua o Ōrākei,Ngāti Tamaoho,Ngāti Manuhiri,Te Patukirikiri,Ngāti Whanaunga,Ngāti Tamaterā,Ngāti Pāoa,Ngāi Tai ki Tāmaki,Ngāti Hako,Te Ākitai Waiohua | 4 | 4 | 4 | 2015 | te puna wai | no | 1 | 1 | 3 | CCTV Available (0-10 Years Old) & Soil Type Available | 3.3969 | 3 | 3 | 3 | 3.5 | Property Parcels, Building Outlines | 1 |  | 1.5 | 1.415 | 0.19142 | Modelled Flow Data Used & Depth Available | 208.6492 | 18
3734 | 4009 | 910457 | 10090099 | 194583 | DSECB | East Coast Bays Branch Sewer TS7 | Gravity | Pipe | Buried | OP | CONC | None | 1963-01-01 |  |  | dwg | NI | Transmission | Legacy | 2 |  |  | 4 | 724 | [5 empty] | 64514 | NA |  | 143.56 |  | WSL |  | Te Kawerau a Maki,Ngāti Whātua,Ngāti Maru,Ngāti Whātua o Kaipara,Ngāti Whātua o Ōrākei,Ngāti Tamaoho,Ngāti Manuhiri,Te Patukirikiri,Ngāti Whanaunga,Ngāti Tamaterā,Ngāti Pāoa,Ngāi Tai ki Tāmaki,Ngāti Hako,Te Ākitai Waiohua | 3 | 3 | 3 | 2016 | te puna wai | no | 1 | 1 | 3 | CCTV Available (0-10 Years Old) & Soil Type Available | 3.3969 | 3 | 3 | 3 | 3.5 | Property Parcels, Building Outlines | 1 |  | 1.5 | 1.415 | 0.19142 | Modelled Flow Data Used & Depth Available | 143.5567 | 14
3771 | 4046 | 914449 | 10090103 | 194584 | DSECB | East Coast Bays Branch Sewer TS7 | Gravity | Pipe | Buried | OP | CONC | None | 1963-01-01 |  |  | dwg | NI | Transmission | Legacy | 2 |  |  | 4 | 724 | [5 empty] | 64518 | NA |  | 125.32 |  | WSL |  | Te Kawerau a Maki,Ngāti Whātua,Ngāti Maru,Ngāti Whātua o Ōrākei,Ngāti Tamaoho,Ngāti Manuhiri,Te Patukirikiri,Ngāti Whanaunga,Ngāti Tamaterā,Ngāti Pāoa,Ngāi Tai ki Tāmaki,Ngāti Hako,Te Ākitai Waiohua | 3 | 3 | 3 | 2016 | te puna wai | no | 1 | 1 | 3 | CCTV Available (0-10 Years Old) & Soil Type Available | 3.3969 | 3 | 3 | 3 | 3.5 | Property Parcels, Building Outlines | 1 |  | 1.5 | 1.415 | 0.19142 | Modelled Flow Data Used & Depth Available | 125.3194 | 14
3741 | 4016 | 916385 | 10090104 | 194309 | DSECB | East Coast Bays Branch Sewer TS7 | Gravity | Pipe | Buried | OP | CONC | None | 1963-01-01 |  |  | dwg | NI | Transmission | Legacy | 2 |  |  | 4 | 724 | [5 empty] | 64519 | NA |  | 107.19 |  | WSL |  | Te Kawerau a Maki,Ngāti Whātua,Ngāti Maru,Ngāti Whātua o Ōrākei,Ngāti Tamaoho,Ngāti Manuhiri,Te Patukirikiri,Ngāti Whanaunga,Ngāti Tamaterā,Ngāti Pāoa,Ngāi Tai ki Tāmaki,Ngāti Hako,Te Ākitai Waiohua | 4 | 4 | 4 | 2016 | te puna wai | no | 1 | 1 | 3 | CCTV Available (0-10 Years Old) & Soil Type Available | 3.3969 | 3 | 3 | 3 | 3.5 | Property Parcels, Building Outlines | 1 |  | 1.5 | 1.415 | 0.19142 | Modelled Flow Data Used & Depth Available | 107.193 | 18
3485 | 3758 | 928642 | 10090106 | 194114 | DSECB | East Coast Bays Branch Sewer TS7 | Gravity | Pipe | Buried | OP | CONC | None | 1963-01-01 |  |  | dwg | NI | Transmission | Legacy | 2 |  |  | 4 | 724 | [5 empty] | 64520 | NA |  | 280.8 |  | WSL |  | Te Kawerau a Maki,Ngāti Whātua,Ngāti Maru,Ngāti Whātua o Ōrākei,Ngāti Tamaoho,Ngāti Manuhiri,Te Patukirikiri,Ngāti Whanaunga,Ngāti Tamaterā,Ngāti Pāoa,Ngāi Tai ki Tāmaki,Ngāti Hako,Te Ākitai Waiohua | 2.41 | 2 |  |  |  | no | 1 | 1 | 3 | CCTV NOT Available or Over 30 Years Old & Soil Type Available | 3.3968 | 3 | 3 | 3 | 3.5 | Property Parcels, Building Outlines | 1 |  | 1.5 | 1.415 | 0.19066 | Modelled Flow Data Used & Depth Available | 280.7982 | 8
4211 | 4496 | 938898 | 10090107 | 194585 | DSECB | East Coast Bays Branch Sewer TS7 | Gravity | Pipe | Buried | OP | CONC | None | 1963-01-01 |  |  | dwg | NI | Transmission | Legacy | 2 |  |  | 4 | 724 | [5 empty] | 64521 | NA |  | 89.4 |  | WSL |  | Te Kawerau a Maki,Ngāti Whātua,Ngāti Maru,Ngāti Whātua o Ōrākei,Ngāti Tamaoho,Ngāti Manuhiri,Te Patukirikiri,Ngāti Whanaunga,Ngāti Tamaterā,Ngāti Pāoa,Ngāi Tai ki Tāmaki,Ngāti Hako,Te Ākitai Waiohua | 3 | 3 | 3 | 2016 | te puna wai | no | 1 | 1 | 3 | CCTV Available (0-10 Years Old) & Soil Type Available | 3.3968 | 3 | 3 | 3 | 3.5 | Property Parcels, Building Outlines | 1 |  | 1.5 | 1.415 | 0.19066 | Modelled Flow Data Used & Depth Available | 89.3984 | 14
3904 | 4181 | 913765 | 10088471 | 195797 | DSNTH | North Branch Sewer TS30 | Gravity | Pipe | Buried | OP | CONC | None | 2003-01-06 |  |  | dwg | NI | Transmission | Legacy | 2 |  |  | 4 | 800 | [5 empty] | 65192 | NA |  | 131.01 |  | WSL |  | Te Kawerau a Maki,Ngāti Whātua,Ngāti Maru,Ngāti Whātua o Kaipara,Ngāti Whātua o Ōrākei,Ngāti Tamaoho,Ngāti Manuhiri,Te Patukirikiri,Ngāti Whanaunga,Ngāti Tamaterā,Ngāti Pāoa,Ngāi Tai ki Tāmaki,Ngāti Hako,Te Ākitai Waiohua | 1.97 | 2 |  |  |  | no | 5 | 3 | 1 | CCTV NOT Available or Over 30 Years Old & Soil Type Available | 3.3966 | 3 | 1 | 4 | 2.5 | Property Parcels | 4 | NZ River Lines | 1.5 | 1.45 | 0.019908 | Modelled Flow Data Used & Depth Available | 131.0089 | 8
3292 | 3558 | 922900 | 10090109 | 194437 | DSECB | East Coast Bays Branch Sewer TS7 | Gravity | Pipe | Buried | OP | CONC | None | 1963-01-01 |  | 51.05 | dwg | NI | Transmission | Legacy | 2 |  |  | 4 | 724 | [5 empty] | 64523 | NA |  | 170.86 |  | WSL |  | Te Kawerau a Maki,Ngāti Whātua,Ngāti Maru,Ngāti Whātua o Ōrākei,Ngāti Tamaoho,Ngāti Manuhiri,Te Patukirikiri,Ngāti Whanaunga,Ngāti Tamaterā,Ngāti Pāoa,Ngāi Tai ki Tāmaki,Ngāti Hako,Te Ākitai Waiohua | 3 | 3 | 3 | 2001 | te puna wai | no | 1 | 1 | 3 | CCTV Available (20-30 Years Old) & Soil Type Available | 3.3965 | 3 | 3 | 3 | 3.5 | Property Parcels, Building Outlines | 1 |  | 1.5 | 1.415 | 0.18836 | Modelled Flow Data Used & Depth Available | 170.8645 | 14
3481 | 3754 | 922898 | 10090110 | 194115 | DSECB | East Coast Bays Branch Sewer TS7 | Gravity | Pipe | Buried | OP | CONC | None | 1963-01-01 |  |  | dwg | NI | Transmission | Legacy | 2 |  |  | 4 | 724 | [5 empty] | 64525 | NA |  | 113.37 |  | WSL |  | Te Kawerau a Maki,Ngāti Whātua,Ngāti Maru,Ngāti Whātua o Ōrākei,Ngāti Tamaoho,Ngāti Manuhiri,Te Patukirikiri,Ngāti Whanaunga,Ngāti Tamaterā,Ngāti Pāoa,Ngāi Tai ki Tāmaki,Ngāti Hako,Te Ākitai Waiohua | 3 | 3 | 3 | 2016 | te puna wai | no | 1 | 1 | 3 | CCTV Available (0-10 Years Old) & Soil Type Available | 3.3964 | 3 | 3 | 3 | 3.5 | Property Parcels, Building Outlines | 1 |  | 1.5 | 1.415 | 0.1876 | Modelled Flow Data Used & Depth Available | 113.3695 | 14
3753 | 4028 | 916823 | 10090111 | 82593604 | DSECB | East Coast Bays Branch Sewer TS7 | Gravity | Pipe | Buried | OP | CONC | None | 1963-01-01 |  |  | dwg | NI | Transmission | Legacy | 2 |  |  | 4 | 724 | ASBUILT | ASBUILT | ASBUILT | ASBUILT | CONS | 64526 | NA |  | 61.17 | ASBUILT | WSL |  | Te Kawerau a Maki,Ngāti Whātua,Ngāti Maru,Ngāti Whātua o Ōrākei,Ngāti Tamaoho,Ngāti Manuhiri,Te Patukirikiri,Ngāti Whanaunga,Ngāti Tamaterā,Ngāti Pāoa,Ngāi Tai ki Tāmaki,Ngāti Hako,Te Ākitai Waiohua | 2.41 | 2 |  |  |  | no | 1 | 1 | 3 | CCTV NOT Available or Over 30 Years Old & Soil Type Available | 3.3964 | 3 | 3 | 3 | 3.5 | Property Parcels, Building Outlines | 1 |  | 1.5 | 1.415 | 0.1876 | Modelled Flow Data Used & Depth Available | 61.1736 | 8
1990 | 2177 | 15930 | 10009486 | 197996 | DSWIR | Wiri Branch | Gravity | Pipe | Buried | OP | CONC | None | 1971-06-30 | 26.66 | 26.17 | dwg | SI | Transmission | Legacy | 2 |  |  | 4 | 470 | [5 empty] | 78590 | NA |  | 76.21 |  | WSL |  | Waikato,Te Kawerau a Maki,Ngāti Maru,Ngāti Tamaoho,Ngāti Whanaunga,Ngāti Tamaterā,Ngāti Pāoa,Ngāi Tai ki Tāmaki,Ngāti Hako,Te Ākitai Waiohua | 2.33 | 2 | 2 | 2004 | te puna wai | no | 5 | 1 | 2 | CCTV Available (10-20 Years Old) & Soil Type Available | 3.3958 | 3 | 1 | 2 | 2.5 | Property Parcels | 4 | NZ River Lines | 5 | 1.445 | 0.015289 | Modelled Flow Data Used & Depth Available | 76.2119 | 8
1127 | 1189 | 15575 | 10004830 | 193613 | DSB3D | Branch 3 Diversion | Gravity | Pipe | Buried | OP | CONC | None | 1992-07-01 | 10.52 | 8.33 | dwg | OM | Transmission | Legacy | 2 |  |  | 4 | 450 | [5 empty] | 74416 | NA |  | 81.35 |  | WSL |  | Waikato,Te Kawerau a Maki,Ngāti Whātua,Ngāti Maru,Ngāti Whātua o Ōrākei,Ngāti Tamaoho,Te Patukirikiri,Ngāti Tamaterā,Ngāti Pāoa,Ngāi Tai ki Tāmaki,Ngāti Hako,Te Ākitai Waiohua | 2 | 2 | 2 | 2012 | te puna wai | no | 3 | 1 | 1 | CCTV Available (10-20 Years Old) & Soil Type Available | 3.3948 | 3 | 2 | 2 | 2.5 | Property Parcels | 4 | NZ River Lines | 5 | 1.445 | 0.034081 | Modelled Flow Data Used & Depth Available | 81.352 | 8
1128 | 1190 | 15576 | 10004831 | 193468 | DSB3D | Branch 3 Diversion | Gravity | Pipe | Buried | OP | CONC | None | 1992-07-01 | 10.97 | 10.52 | dwg | OM | Transmission | Legacy | 2 |  |  | 4 | 450 | [5 empty] | 74417 | NA |  | 18.96 |  | WSL |  | Waikato,Te Kawerau a Maki,Ngāti Whātua,Ngāti Maru,Ngāti Whātua o Ōrākei,Ngāti Tamaoho,Te Patukirikiri,Ngāti Tamaterā,Ngāti Pāoa,Ngāi Tai ki Tāmaki,Ngāti Hako,Te Ākitai Waiohua | 3 | 3 | 3 | 2012 | te puna wai | no | 3 | 1 | 1 | CCTV Available (10-20 Years Old) & Soil Type Available | 3.3947 | 3 | 2 | 2 | 2.5 | Property Parcels | 4 | NZ River Lines | 5 | 1.445 | 0.034088 | Modelled Flow Data Used & Depth Available | 18.9639 | 14
3205 | 3469 | 917655 | 10089267 | 193498 | DSALW | Albany West Branch Sewer TS25 | Gravity | Pipe | Buried | OP | CONC | None | 1992-07-01 |  |  | dwg | NI | Transmission | Legacy | 2 |  |  | 4 | 724 | [5 empty] | 64068 | NA |  | 78.11 |  | WSL |  | Te Kawerau a Maki,Ngāti Whātua,Ngāti Maru,Ngāti Whātua o Kaipara,Ngāti Whātua o Ōrākei,Ngāti Tamaoho,Ngāti Manuhiri,Ngāti Whanaunga,Ngāti Tamaterā,Ngāti Pāoa,Ngāi Tai ki Tāmaki,Ngāti Hako,Te Ākitai Waiohua | 1.21 | 1 |  |  |  | no | 1 | 3 | 1 | CCTV NOT Available or Over 30 Years Old & Soil Type Available | 3.3946 | 3 | 3 | 3 | 3.5 | Property Parcels, Building Outlines | 1 |  | 1.5 | 1.415 | 0.17305 | Modelled Flow Data Used & Depth Available | 78.1068 | 4
3068 | 3329 | 908619 | 10088977 | 197230 | DSWAU | Wairau Branch Sewer TS4 | Gravity | Pipe | Buried | OP | CONC | None | 1960-01-01 |  |  | dwg | NI | Transmission | Legacy | 2 |  |  | 4 | 1050 | [5 empty] | 65484 | NA |  | 256.38 |  | WSL |  | Te Kawerau a Maki,Ngāti Whātua,Ngāti Maru,Ngāti Whātua o Ōrākei,Ngāti Tamaoho,Ngāti Manuhiri,Te Patukirikiri,Ngāti Whanaunga,Ngāti Tamaterā,Ngāti Pāoa,Ngāi Tai ki Tāmaki,Ngāti Hako,Te Ākitai Waiohua | 3.1 | 3 | 3 | 2015 | te puna wai | no | 5 | 1 | 3 | CCTV Available (0-10 Years Old) & Soil Type Available | 3.392 | 3 | 4 | 4 | 2.5 | Property Parcels, Public Park & Sports Area | 1 |  | 1.5 | 1.17 | 0.31087 | Modelled Flow Data Used & Depth Available | 256.3819 | 14
3964 | 4242 | 922784 | 10090124 | 194314 | DSECB | East Coast Bays Branch Sewer TS7 | Gravity | Pipe | Buried | OP | CONC | None | 1965-01-01 |  |  | dwg | NI | Transmission | Legacy | 2 |  |  | 4 | 724 | [5 empty] | 64539 | NA |  | 89.47 |  | WSL |  | Te Kawerau a Maki,Ngāti Whātua,Ngāti Maru,Ngāti Whātua o Ōrākei,Ngāti Tamaoho,Ngāti Manuhiri,Te Patukirikiri,Ngāti Whanaunga,Ngāti Tamaterā,Ngāti Pāoa,Ngāi Tai ki Tāmaki,Ngāti Hako,Te Ākitai Waiohua | 3 | 3 | 3 | 2016 | te puna wai | no | 5 | 1 | 2 | CCTV Available (0-10 Years Old) & Soil Type Available | 3.3915 | 3 | 3 | 3 | 3.5 | Property Parcels, Building Outlines | 1 |  | 1.5 | 1.415 | 0.14931 | Modelled Flow Data Used & Depth Available | 89.4723 | 14
3242 | 3506 | 922778 | 10090123 | 194589 | DSECB | East Coast Bays Branch Sewer TS7 | Gravity | Pipe | Buried | OP | CONC | None | 1965-01-01 |  |  | dwg | NI | Transmission | Legacy | 2 |  |  | 4 | 724 | [5 empty] | 64538 | NA |  | 36.45 |  | WSL |  | Te Kawerau a Maki,Ngāti Whātua,Ngāti Maru,Ngāti Whātua o Ōrākei,Ngāti Tamaoho,Ngāti Manuhiri,Te Patukirikiri,Ngāti Whanaunga,Ngāti Tamaterā,Ngāti Pāoa,Ngāi Tai ki Tāmaki,Ngāti Hako,Te Ākitai Waiohua | 3 | 3 | 3 | 2016 | te puna wai | no | 5 | 1 | 2 | CCTV Available (0-10 Years Old) & Soil Type Available | 3.3915 | 3 | 3 | 3 | 3.5 | Property Parcels, Building Outlines | 1 |  | 1.5 | 1.415 | 0.14931 | Modelled Flow Data Used & Depth Available | 36.4518 | 14
3340 | 3608 | 922781 | 10090122 | 194124 | DSECB | East Coast Bays Branch Sewer TS7 | Gravity | Pipe | Buried | OP | CONC | None | 1965-01-01 |  |  | dwg | NI | Transmission | Legacy | 2 |  |  | 4 | 724 | [5 empty] | 64537 | NA |  | 48.86 |  | WSL |  | Te Kawerau a Maki,Ngāti Whātua,Ngāti Maru,Ngāti Whātua o Ōrākei,Ngāti Tamaoho,Ngāti Manuhiri,Te Patukirikiri,Ngāti Whanaunga,Ngāti Tamaterā,Ngāti Pāoa,Ngāi Tai ki Tāmaki,Ngāti Hako,Te Ākitai Waiohua | 3 | 3 | 3 | 2016 | te puna wai | no | 5 | 1 | 2 | CCTV Available (0-10 Years Old) & Soil Type Available | 3.3914 | 3 | 3 | 3 | 3.5 | Property Parcels, Building Outlines | 1 |  | 1.5 | 1.415 | 0.14855 | Modelled Flow Data Used & Depth Available | 48.8564 | 14
3267 | 3531 | 925788 | 10090130 | 194126 | DSECB | East Coast Bays Branch Sewer TS7 | Gravity | Pipe | Buried | OP | CONC | None | 1965-01-01 |  |  | dwg | NI | Transmission | Legacy | 2 |  |  | 4 | 724 | [5 empty] | 64545 | NA |  | 154.73 |  | WSL |  | Te Kawerau a Maki,Ngāti Whātua,Ngāti Maru,Ngāti Whātua o Ōrākei,Ngāti Tamaoho,Ngāti Manuhiri,Te Patukirikiri,Ngāti Whanaunga,Ngāti Tamaterā,Ngāti Pāoa,Ngāi Tai ki Tāmaki,Ngāti Hako,Te Ākitai Waiohua | 3 | 3 | 3 | 2016 | te puna wai | no | 5 | 1 | 2 | CCTV Available (0-10 Years Old) & Soil Type Available | 3.3911 | 3 | 3 | 3 | 3.5 | Property Parcels, Building Outlines | 1 |  | 1.5 | 1.415 | 0.14625 | Modelled Flow Data Used & Depth Available | 154.7306 | 14
3208 | 3472 | 917653 | 10089265 | 193255 | DSALW | Albany West Branch Sewer TS25 | Gravity | Pipe | Buried | OP | CONC | None | 1992-07-01 |  |  | dwg | NI | Transmission | Legacy | 2 |  |  | 4 | 724 | [5 empty] | 64066 | NA |  | 76.03 |  | WSL |  | Te Kawerau a Maki,Ngāti Whātua,Ngāti Maru,Ngāti Whātua o Kaipara,Ngāti Whātua o Ōrākei,Ngāti Tamaoho,Ngāti Manuhiri,Ngāti Whanaunga,Ngāti Tamaterā,Ngāti Pāoa,Ngāi Tai ki Tāmaki,Ngāti Hako,Te Ākitai Waiohua | 1.21 | 1 |  |  |  | no | 1 | 3 | 1 | CCTV NOT Available or Over 30 Years Old & Soil Type Available | 3.391 | 3 | 3 | 3 | 3.5 | Property Parcels, Building Outlines | 1 |  | 1.5 | 1.415 | 0.14548 | Modelled Flow Data Used & Depth Available | 76.026 | 4
3073 | 3334 | 912407 | 10090131 | 194591 | DSECB | East Coast Bays Branch Sewer TS7 | Gravity | Pipe | Buried | OP | CONC | None | 1965-01-01 |  |  | dwg | NI | Transmission | Legacy | 2 |  |  | 4 | 635 | [5 empty] | 64546 | NA |  | 788.93 |  | WSL |  | Te Kawerau a Maki,Ngāti Whātua,Ngāti Maru,Ngāti Whātua o Ōrākei,Ngāti Tamaoho,Ngāti Manuhiri,Te Patukirikiri,Ngāti Whanaunga,Ngāti Tamaterā,Ngāti Pāoa,Ngāi Tai ki Tāmaki,Ngāti Hako,Te Ākitai Waiohua | 3 | 3 | 3 | 2016 | te puna wai | no | 1 | 1 | 2 | CCTV Available (0-10 Years Old) & Soil Type Available | 3.3903 | 3 | 3 | 3 | 3.5 | Property Parcels, Building Outlines | 1 |  | 1.5 | 1.415 | 0.13936 | Modelled Flow Data Used & Depth Available | 788.9278 | 14
3914 | 4192 | 922670 | 10090139 | 194593 | DSECB | East Coast Bays Branch Sewer TS7 | Gravity | Pipe | Buried | OP | CONC | None | 1965-01-01 |  |  | dwg | NI | Transmission | Legacy | 2 |  |  | 4 | 635 | ASBUILT | ASBUILT | ASBUILT | ASBUILT | CONS | 64555 | NA |  | 373.85 | ASBUILT | WSL |  | Te Kawerau a Maki,Ngāti Whātua,Ngāti Maru,Ngāti Whātua o Ōrākei,Ngāti Tamaoho,Ngāti Manuhiri,Te Patukirikiri,Ngāti Whanaunga,Ngāti Tamaterā,Ngāti Pāoa,Ngāi Tai ki Tāmaki,Ngāti Hako,Te Ākitai Waiohua | 3 | 3 | 3 | 2016 | te puna wai | no | 5 | 1 | 2 | CCTV Available (0-10 Years Old) & Soil Type Available | 3.3893 | 3 | 3 | 3 | 3.5 | Property Parcels, Building Outlines | 1 |  | 1.5 | 1.415 | 0.1317 | Modelled Flow Data Used & Depth Available | 373.8503 | 14
3141 | 3403 | 909255 | 10090134 | 194127 | DSECB | East Coast Bays Branch Sewer TS7 | Gravity | Pipe | Buried | OP | CONC | None | 1965-01-01 |  |  | dwg | NI | Transmission | Legacy | 2 |  |  | 4 | 635 | [5 empty] | 64550 | NA |  | 69.78 |  | WSL |  | Te Kawerau a Maki,Ngāti Whātua,Ngāti Maru,Ngāti Whātua o Ōrākei,Ngāti Tamaoho,Ngāti Manuhiri,Te Patukirikiri,Ngāti Whanaunga,Ngāti Tamaterā,Ngāti Pāoa,Ngāi Tai ki Tāmaki,Ngāti Hako,Te Ākitai Waiohua | 3 | 3 | 3 | 2015 | te puna wai | no | 1 | 1 | 2 | CCTV Available (0-10 Years Old) & Soil Type Available | 3.3893 | 3 | 3 | 3 | 3.5 | Property Parcels, Building Outlines, Public Park & Sports Area | 1 |  | 1.5 | 1.415 | 0.1317 | Modelled Flow Data Used & Depth Available | 69.7814 | 14
3763 | 4038 | 915815 | 10090133 | 82593607 | DSECB | East Coast Bays Branch Sewer TS7 | Gravity | Pipe | Buried | OP | CONC | None | 1965-01-01 |  |  | dwg | NI | Transmission | Legacy | 2 |  |  | 4 | 635 | ASBUILT | ASBUILT | ASBUILT | ASBUILT | CONS | 64549 | NA |  | 53.53 | ASBUILT | WSL |  | Te Kawerau a Maki,Ngāti Whātua,Ngāti Maru,Ngāti Whātua o Ōrākei,Ngāti Tamaoho,Ngāti Manuhiri,Te Patukirikiri,Ngāti Whanaunga,Ngāti Tamaterā,Ngāti Pāoa,Ngāi Tai ki Tāmaki,Ngāti Hako,Te Ākitai Waiohua | 1.71 | 2 |  |  |  | no | 1 | 1 | 2 | CCTV NOT Available or Over 30 Years Old & Soil Type Available | 3.3893 | 3 | 3 | 3 | 3.5 | Property Parcels, Building Outlines | 1 |  | 1.5 | 1.415 | 0.1317 | Modelled Flow Data Used & Depth Available | 53.5346 | 8
3089 | 3350 | 909256 | 10090135 | 194592 | DSECB | East Coast Bays Branch Sewer TS7 | Gravity | Pipe | Buried | OP | CONC | None | 1965-01-01 |  |  | dwg | NI | Transmission | Legacy | 2 |  |  | 4 | 635 | [5 empty] | 64551 | NA |  | 36.63 |  | WSL |  | Te Kawerau a Maki,Ngāti Whātua,Ngāti Maru,Ngāti Whātua o Ōrākei,Ngāti Tamaoho,Ngāti Manuhiri,Te Patukirikiri,Ngāti Whanaunga,Ngāti Tamaterā,Ngāti Pāoa,Ngāi Tai ki Tāmaki,Ngāti Hako,Te Ākitai Waiohua | 3 | 3 | 3 | 2016 | te puna wai | no | 1 | 1 | 2 | CCTV Available (0-10 Years Old) & Soil Type Available | 3.3893 | 3 | 3 | 3 | 3.5 | Property Parcels, Building Outlines, Public Park & Sports Area | 1 |  | 1.5 | 1.415 | 0.1317 | Modelled Flow Data Used & Depth Available | 36.6299 | 14
3812 | 4088 | 912732 | 10090138 | 194128 | DSECB | East Coast Bays Branch Sewer TS7 | Gravity | Pipe | Buried | OP | CONC | None | 1965-01-01 |  |  | dwg | NI | Transmission | Legacy | 2 |  |  | 4 | 635 | [5 empty] | 64554 | NA |  | 33.81 |  | WSL |  | Te Kawerau a Maki,Ngāti Whātua,Ngāti Maru,Ngāti Whātua o Ōrākei,Ngāti Tamaoho,Ngāti Manuhiri,Te Patukirikiri,Ngāti Whanaunga,Ngāti Tamaterā,Ngāti Pāoa,Ngāi Tai ki Tāmaki,Ngāti Hako,Te Ākitai Waiohua | 3 | 3 | 3 | 2016 | te puna wai | no | 1 | 1 | 2 | CCTV Available (0-10 Years Old) & Soil Type Available | 3.3893 | 3 | 3 | 3 | 3.5 | Property Parcels, Building Outlines | 1 |  | 1.5 | 1.415 | 0.1317 | Modelled Flow Data Used & Depth Available | 33.8125 | 14
3093 | 3354 | 905574 | 10089227 | 193477 | DSALW | Albany West Branch Sewer TS25 | Gravity | Pipe | Buried | OP | CONC | None | 1992-07-01 |  |  | dwg | NI | Transmission | Legacy | 2 |  |  | 4 | 724 | [5 empty] | 64027 | NA |  | 76.43 |  | WSL |  | Te Kawerau a Maki,Ngāti Whātua,Ngāti Maru,Ngāti Whātua o Kaipara,Ngāti Whātua o Ōrākei,Ngāti Tamaoho,Ngāti Manuhiri,Ngāti Whanaunga,Ngāti Tamaterā,Ngāti Pāoa,Ngāi Tai ki Tāmaki,Ngāti Hako,Te Ākitai Waiohua | 1.21 | 1 |  |  |  | no | 1 | 3 | 1 | CCTV NOT Available or Over 30 Years Old & Soil Type Available | 3.389 | 3 | 3 | 3 | 3.5 | Property Parcels, Building Outlines | 1 |  | 1.5 | 1.415 | 0.1294 | Modelled Flow Data Used & Depth Available | 76.4305 | 4
3173 | 3437 | 917654 | 10089264 | 193091 | DSALW | Albany West Branch Sewer TS25 | Gravity | Pipe | Buried | OP | CONC | None | 1992-07-01 |  |  | dwg | NI | Transmission | Legacy | 2 |  |  | 4 | 724 | [5 empty] | 64065 | NA |  | 81.03 |  | WSL |  | Te Kawerau a Maki,Ngāti Whātua,Ngāti Maru,Ngāti Whātua o Kaipara,Ngāti Whātua o Ōrākei,Ngāti Tamaoho,Ngāti Manuhiri,Ngāti Whanaunga,Ngāti Tamaterā,Ngāti Pāoa,Ngāi Tai ki Tāmaki,Ngāti Hako,Te Ākitai Waiohua | 1.21 | 1 |  |  |  | no | 1 | 3 | 1 | CCTV NOT Available or Over 30 Years Old & Soil Type Available | 3.3886 | 3 | 3 | 3 | 3.5 | Property Parcels, Building Outlines | 1 |  | 1.5 | 1.415 | 0.12634 | Modelled Flow Data Used & Depth Available | 81.0259 | 4
3612 | 3885 | 903843 | 10088053 | 195433 | DSKHK | Kahika Branch Sewer TS11 | Gravity | Pipe | Buried | OP | CONC | None | 1961-01-01 |  |  | dwg | NI | Transmission | Legacy | 2 |  |  | 4 | 635 | [5 empty] | 64929 | NA |  | 802.36 |  | WSL |  | Te Kawerau a Maki,Ngāti Whātua,Ngāti Maru,Ngāti Whātua o Ōrākei,Ngāti Tamaoho,Ngāti Manuhiri,Te Patukirikiri,Ngāti Whanaunga,Ngāti Tamaterā,Ngāti Pāoa,Ngāi Tai ki Tāmaki,Ngāti Hako,Te Ākitai Waiohua | 2.24 | 2 | 2 | 2015 | te puna wai | no | 1 | 1 | 3 | CCTV Available (0-10 Years Old) & Soil Type Available | 3.3881 | 3 | 3 | 3 | 3.5 | Property Parcels, Building Outlines | 1 |  | 1.5 | 1.415 | 0.12251 | Modelled Flow Data Used & Depth Available | 802.3634 | 8
4264 | 4549 | 933227 | 10088056 | 195057 | DSKHK | Kahika Branch Sewer TS11 | Gravity | Pipe | Buried | OP | CONC | None | 1961-01-01 |  |  | dwg | NI | Transmission | Legacy | 2 |  |  | 4 | 635 | [5 empty] | 64932 | NA |  | 57.09 |  | WSL |  | Te Kawerau a Maki,Ngāti Whātua,Ngāti Maru,Ngāti Whātua o Ōrākei,Ngāti Tamaoho,Ngāti Manuhiri,Te Patukirikiri,Ngāti Whanaunga,Ngāti Tamaterā,Ngāti Pāoa,Ngāi Tai ki Tāmaki,Ngāti Hako,Te Ākitai Waiohua | 2.24 | 2 | 2 | 2015 | te puna wai | no | 1 | 1 | 3 | CCTV Available (0-10 Years Old) & Soil Type Available | 3.3881 | 3 | 3 | 3 | 3.5 | Property Parcels, Building Outlines | 1 |  | 1.5 | 1.415 | 0.12251 | Modelled Flow Data Used & Depth Available | 57.0949 | 8
4061 | 4340 | 932850 | 10088055 | 195589 | DSKHK | Kahika Branch Sewer TS11 | Gravity | Pipe | Buried | OP | CONC | None | 1961-01-01 |  |  | dwg | NI | Transmission | Legacy | 2 |  |  | 4 | 635 | [5 empty] | 64931 | NA |  | 33.56 |  | WSL |  | Te Kawerau a Maki,Ngāti Whātua,Ngāti Maru,Ngāti Whātua o Ōrākei,Ngāti Tamaoho,Ngāti Manuhiri,Te Patukirikiri,Ngāti Whanaunga,Ngāti Tamaterā,Ngāti Pāoa,Ngāi Tai ki Tāmaki,Ngāti Hako,Te Ākitai Waiohua | 2.24 | 2 | 2 | 2015 | te puna wai | no | 1 | 1 | 3 | CCTV Available (0-10 Years Old) & Soil Type Available | 3.3881 | 3 | 3 | 3 | 3.5 | Property Parcels, Building Outlines | 1 |  | 1.5 | 1.415 | 0.12251 | Modelled Flow Data Used & Depth Available | 33.5614 | 8
3217 | 3481 | 917349 | 10089238 | 193331 | DSALW | Albany West Branch Sewer TS25 | Gravity | Pipe | Buried | OP | CONC | None | 1992-07-01 |  |  | dwg | NI | Transmission | Legacy | 2 |  |  | 4 | 724 | [5 empty] | 64038 | NA |  | 88.26 |  | WSL |  | Te Kawerau a Maki,Ngāti Whātua,Ngāti Maru,Ngāti Whātua o Kaipara,Ngāti Whātua o Ōrākei,Ngāti Tamaoho,Ngāti Manuhiri,Ngāti Whanaunga,Ngāti Tamaterā,Ngāti Pāoa,Ngāi Tai ki Tāmaki,Ngāti Hako,Te Ākitai Waiohua | 1.97 | 2 |  |  |  | no | 5 | 3 | 1 | CCTV NOT Available or Over 30 Years Old & Soil Type Available | 3.3879 | 3 | 3 | 3 | 3.5 | Property Parcels, Building Outlines | 1 |  | 1.5 | 1.415 | 0.12098 | Modelled Flow Data Used & Depth Available | 88.2627 | 8
2961 | 3219 | 905246 | 10088063 | 195591 | DSKHK | Kahika Branch Sewer TS11 | Gravity | Pipe | Buried | OP | CONC | None | 1961-01-01 |  |  | dwg | NI | Transmission | Legacy | 2 |  |  | 4 | 635 | [5 empty] | 64940 | NA |  | 105.07 |  | WSL |  | Te Kawerau a Maki,Ngāti Whātua,Ngāti Maru,Ngāti Whātua o Ōrākei,Ngāti Tamaoho,Ngāti Manuhiri,Ngāti Whanaunga,Ngāti Tamaterā,Ngāti Pāoa,Ngāi Tai ki Tāmaki,Ngāti Hako,Te Ākitai Waiohua | 3 | 3 | 3 | 2015 | te puna wai | no | 1 | 1 | 3 | CCTV Available (0-10 Years Old) & Soil Type Available | 3.3877 | 3 | 3 | 3 | 3.5 | Property Parcels, Building Outlines | 1 |  | 1.5 | 1.415 | 0.11945 | Modelled Flow Data Used & Depth Available | 105.0749 | 14
4219 | 4504 | 934844 | 10088062 | 195209 | DSKHK | Kahika Branch Sewer TS11 | Gravity | Pipe | Buried | OP | CONC | None | 1961-01-01 |  |  | dwg | NI | Transmission | Legacy | 2 |  |  | 4 | 635 | [5 empty] | 64938 | NA |  | 47.84 |  | WSL |  | Te Kawerau a Maki,Ngāti Whātua,Ngāti Maru,Ngāti Whātua o Ōrākei,Ngāti Tamaoho,Ngāti Manuhiri,Ngāti Whanaunga,Ngāti Tamaterā,Ngāti Pāoa,Ngāi Tai ki Tāmaki,Ngāti Hako,Te Ākitai Waiohua | 3 | 3 | 3 | 2015 | te puna wai | no | 1 | 1 | 3 | CCTV Available (0-10 Years Old) & Soil Type Available | 3.3877 | 3 | 3 | 3 | 3.5 | Property Parcels, Building Outlines | 1 |  | 1.5 | 1.415 | 0.11945 | Modelled Flow Data Used & Depth Available | 47.841 | 14
3119 | 3381 | 905248 | 10088072 | 195061 | DSKHK | Kahika Branch Sewer TS11 | Gravity | Pipe | Buried | OP | CONC | None | 1961-01-01 |  |  | dwg | NI | Transmission | Legacy | 2 |  |  | 4 | 635 | [5 empty] | 64949 | NA |  | 47.03 |  | WSL |  | Te Kawerau a Maki,Ngāti Whātua,Ngāti Maru,Ngāti Whātua o Ōrākei,Ngāti Tamaoho,Ngāti Manuhiri,Ngāti Whanaunga,Ngāti Tamaterā,Ngāti Pāoa,Ngāi Tai ki Tāmaki,Ngāti Hako,Te Ākitai Waiohua | 3 | 3 | 3 | 2015 | te puna wai | no | 1 | 1 | 3 | CCTV Available (0-10 Years Old) & Soil Type Available | 3.3876 | 3 | 3 | 3 | 3.5 | Property Parcels, Building Outlines | 1 |  | 1.5 | 1.415 | 0.11868 | Modelled Flow Data Used & Depth Available | 47.0262 | 14
3219 | 3483 | 916308 | 10088075 | 195594 | DSKHK | Kahika Branch Sewer TS11 | Gravity | Pipe | Buried | OP | CONC | None | 1961-01-01 |  |  | dwg | NI | Transmission | Legacy | 2 |  |  | 4 | 635 | [5 empty] | 64952 | NA |  | 24.38 |  | WSL |  | Te Kawerau a Maki,Ngāti Whātua,Ngāti Maru,Ngāti Whātua o Ōrākei,Ngāti Tamaoho,Ngāti Manuhiri,Ngāti Whanaunga,Ngāti Tamaterā,Ngāti Pāoa,Ngāi Tai ki Tāmaki,Ngāti Hako,Te Ākitai Waiohua | 2.24 | 2 | 2 | 2015 | te puna wai | no | 1 | 1 | 3 | CCTV Available (0-10 Years Old) & Soil Type Available | 3.3876 | 3 | 3 | 3 | 3.5 | Property Parcels, Building Outlines | 1 |  | 1.5 | 1.415 | 0.11868 | Modelled Flow Data Used & Depth Available | 24.382 | 8
3640 | 3914 | 904432 | 10088087 | 195215 | DSKHK | Kahika Branch Sewer TS11 | Gravity | Pipe | Buried | OP | CONC | None | 1961-01-01 |  |  | dwg | NI | Transmission | Legacy | 2 |  |  | 4 | 635 | [5 empty] | 64962 | NA |  | 74.22 |  | WSL |  | Te Kawerau a Maki,Ngāti Whātua,Ngāti Maru,Ngāti Whātua o Ōrākei,Ngāti Tamaoho,Ngāti Manuhiri,Ngāti Whanaunga,Ngāti Tamaterā,Ngāti Pāoa,Ngāi Tai ki Tāmaki,Ngāti Hako,Te Ākitai Waiohua | 2.24 | 2 | 2 | 2015 | te puna wai | no | 1 | 1 | 3 | CCTV Available (0-10 Years Old) & Soil Type Available | 3.3875 | 3 | 3 | 3 | 3.5 | Property Parcels, Building Outlines | 1 |  | 1.5 | 1.415 | 0.11792 | Modelled Flow Data Used & Depth Available | 74.2196 | 8
4275 | 4560 | 936695 | 10088081 | 195063 | DSKHK | Kahika Branch Sewer TS11 | Gravity | Pipe | Buried | OP | CONC | None | 1961-01-01 |  |  | dwg | NI | Transmission | Legacy | 2 |  |  | 4 | 635 | [5 empty] | 64956 | NA |  | 67.4 |  | WSL |  | Te Kawerau a Maki,Ngāti Whātua,Ngāti Maru,Ngāti Whātua o Ōrākei,Ngāti Tamaoho,Ngāti Manuhiri,Ngāti Whanaunga,Ngāti Tamaterā,Ngāti Pāoa,Ngāi Tai ki Tāmaki,Ngāti Hako,Te Ākitai Waiohua | 3 | 3 | 3 | 2015 | te puna wai | no | 1 | 1 | 3 | CCTV Available (0-10 Years Old) & Soil Type Available | 3.3875 | 3 | 3 | 3 | 3.5 | Property Parcels, Building Outlines | 1 | Significant Ecological Area - SEA_T_8323 | 1.5 | 1.415 | 0.11792 | Modelled Flow Data Used & Depth Available | 67.3982 | 14
3754 | 4029 | 907567 | 10088088 | 82593611 | DSKHK | Kahika Branch Sewer TS11 | Gravity | Pipe | Buried | OP | CONC | None | 1961-01-01 |  |  | dwg | NI | Transmission | Legacy | 2 |  |  | 4 | 635 | ASBUILT | ASBUILT | ASBUILT | ASBUILT | CONS | 64963 | NA |  | 50.79 | ASBUILT | WSL |  | Te Kawerau a Maki,Ngāti Whātua,Ngāti Maru,Ngāti Whātua o Ōrākei,Ngāti Tamaoho,Ngāti Manuhiri,Ngāti Whanaunga,Ngāti Tamaterā,Ngāti Pāoa,Ngāi Tai ki Tāmaki,Ngāti Hako,Te Ākitai Waiohua | 2.41 | 2 |  |  |  | no | 1 | 1 | 3 | CCTV NOT Available or Over 30 Years Old & Soil Type Available | 3.3875 | 3 | 3 | 3 | 3.5 | Property Parcels, Building Outlines | 1 |  | 1.5 | 1.415 | 0.11792 | Modelled Flow Data Used & Depth Available | 50.7897 | 8
3526 | 3799 | 904975 | 10088091 | 195216 | DSKHK | Kahika Branch Sewer TS11 | Gravity | Pipe | Buried | OP | CONC | None | 1961-01-01 |  |  | dwg | NI | Transmission | Legacy | 2 |  |  | 4 | 635 | [5 empty] | 64966 | NA |  | 44.75 |  | WSL |  | Te Kawerau a Maki,Ngāti Whātua,Ngāti Maru,Ngāti Whātua o Ōrākei,Ngāti Tamaoho,Ngāti Manuhiri,Ngāti Whanaunga,Ngāti Tamaterā,Ngāti Pāoa,Ngāi Tai ki Tāmaki,Ngāti Hako,Te Ākitai Waiohua | 2.24 | 2 | 2 | 2015 | te puna wai | no | 1 | 1 | 3 | CCTV Available (0-10 Years Old) & Soil Type Available | 3.3875 | 3 | 3 | 3 | 3.5 | Property Parcels, Building Outlines | 1 |  | 1.5 | 1.415 | 0.11792 | Modelled Flow Data Used & Depth Available | 44.7451 | 8
4230 | 4515 | 937149 | 10088102 | 195068 | DSKHK | Kahika Branch Sewer TS11 | Gravity | Pipe | Buried | OP | CONC | None | 1961-01-01 |  |  | dwg | NI | Transmission | Legacy | 2 |  |  | 4 | 635 | [5 empty] | 64975 | NA |  | 34.72 |  | WSL |  | Te Kawerau a Maki,Ngāti Whātua,Ngāti Maru,Ngāti Whātua o Ōrākei,Ngāti Tamaoho,Ngāti Manuhiri,Ngāti Whanaunga,Ngāti Tamaterā,Ngāti Pāoa,Ngāi Tai ki Tāmaki,Ngāti Hako,Te Ākitai Waiohua | 2.24 | 2 | 2 | 2015 | te puna wai | no | 1 | 1 | 3 | CCTV Available (0-10 Years Old) & Soil Type Available | 3.3875 | 3 | 3 | 3 | 3.5 | Property Parcels, Building Outlines | 1 | Significant Ecological Area - SEA_T_8323 | 1.5 | 1.415 | 0.11792 | Modelled Flow Data Used & Depth Available | 34.7171 | 8
4248 | 4533 | 936693 | 10088086 | 195441 | DSKHK | Kahika Branch Sewer TS11 | Gravity | Pipe | Buried | OP | CONC | None | 1961-01-01 |  |  | dwg | NI | Transmission | Legacy | 2 |  |  | 4 | 635 | [5 empty] | 64961 | NA |  | 8.98 |  | WSL |  | Te Kawerau a Maki,Ngāti Whātua,Ngāti Maru,Ngāti Whātua o Ōrākei,Ngāti Tamaoho,Ngāti Manuhiri,Ngāti Whanaunga,Ngāti Tamaterā,Ngāti Pāoa,Ngāi Tai ki Tāmaki,Ngāti Hako,Te Ākitai Waiohua | 3 | 3 | 3 | 2015 | te puna wai | no | 1 | 1 | 3 | CCTV Available (0-10 Years Old) & Soil Type Available | 3.3875 | 3 | 3 | 3 | 3.5 | Property Parcels, Building Outlines | 1 |  | 1.5 | 1.415 | 0.11792 | Modelled Flow Data Used & Depth Available | 8.9794 | 14
4016 | 4294 | 924555 | 10089241 | 193243 | DSALW | Albany West Branch Sewer TS25 | Gravity | Pipe | Buried | OP | CONC | None | 1992-07-01 |  |  | dwg | NI | Transmission | Legacy | 2 |  |  | 4 | 724 | [5 empty] | 64041 | NA |  | 68.7 |  | WSL |  | Te Kawerau a Maki,Ngāti Whātua,Ngāti Maru,Ngāti Whātua o Kaipara,Ngāti Whātua o Ōrākei,Ngāti Tamaoho,Ngāti Manuhiri,Ngāti Whanaunga,Ngāti Tamaterā,Ngāti Pāoa,Ngāi Tai ki Tāmaki,Ngāti Hako,Te Ākitai Waiohua | 1.21 | 1 |  |  |  | no | 1 | 3 | 1 | CCTV NOT Available or Over 30 Years Old & Soil Type Available | 3.3873 | 3 | 3 | 3 | 3.5 | Property Parcels, Building Outlines | 1 |  | 1.5 | 1.415 | 0.11639 | Modelled Flow Data Used & Depth Available | 68.6962 | 4
3166 | 3430 | 920087 | 10089246 | 193333 | DSALW | Albany West Branch Sewer TS25 | Gravity | Pipe | Buried | OP | CONC | None | 1992-07-01 |  |  | dwg | NI | Transmission | Legacy | 2 |  |  | 4 | 724 | [5 empty] | 64047 | NA |  | 86.65 |  | WSL |  | Te Kawerau a Maki,Ngāti Whātua,Ngāti Maru,Ngāti Whātua o Kaipara,Ngāti Whātua o Ōrākei,Ngāti Tamaoho,Ngāti Manuhiri,Ngāti Whanaunga,Ngāti Tamaterā,Ngāti Pāoa,Ngāi Tai ki Tāmaki,Ngāti Hako,Te Ākitai Waiohua | 1.21 | 1 |  |  |  | no | 1 | 3 | 1 | CCTV NOT Available or Over 30 Years Old & Soil Type Available | 3.3855 | 3 | 3 | 3 | 3.5 | Property Parcels, Building Outlines | 1 |  | 1.5 | 1.415 | 0.10184 | Modelled Flow Data Used & Depth Available | 86.6458 | 4
490 | 513 | 16198 | 10005936 | 194933 | DSHIN | Howick Interceptor | Gravity | Pipe | Bridged | OP | CONC | None | 1964-06-30 | 7.22 | 7.14 | appr | HI | Transmission | DU2405 | 1 |  |  | 4 | 900 | [5 empty] | 75414 | NA |  | 69.66 |  | WSL |  | Waikato,Ngāti Maru,Ngāti Tamaoho,Ngāti Whanaunga,Ngāti Tamaterā,Ngāti Pāoa,Ngāi Tai ki Tāmaki,Ngāti Hako,Te Ākitai Waiohua | 2 | 2 | 2 | 2015 | CCTV Footage Review Log South_Latest.xls | no | 1 | 1 | 2 | CCTV Available (0-10 Years Old) & Soil Type Not Available | 3.3853 | 3 | 4 | 5 | 2.5 | Property Parcels | 1 | Ocean Intercept, Significant Ecological Area - SEA-M2-45b | 5 | 1.355 | 0.10624 | Modelled Flow Data Used & Depth Available | 69.6574 | 8
420 | 438 | 15830 | 10008005 | 196568 | DSSIN | Southern Interceptor | Gravity | Pipe | Buried | OP | CONC | None | 1964-06-30 | 8.17 | 8.01 | dwg | SI | Transmission | Legacy | 1 |  |  | 4 | 1350 | [5 empty] | 77243 | NA |  | 83.45 |  | WSL |  | Waikato,Te Kawerau a Maki,Ngāti Maru,Ngāti Tamaoho,Ngāti Tamaterā,Ngāi Tai ki Tāmaki,Ngāti Hako,Te Ākitai Waiohua | 3 | 3 | 3 | 2019 | CCTV Footage Review Log South_Latest.xls | no | 1 | 3 | 2 | CCTV Available (0-10 Years Old) & Soil Type Available | 3.3807 | 3 | 4 | 5 | 2.5 | Property Parcels, Building Outlines | 1 |  | 5 | 1.355 | 0.10153 | Modelled Flow Data Used & Depth Available | 83.4488 | 14
419 | 437 | 15831 | 10008016 | 196875 | DSSIN | Southern Interceptor | Gravity | Pipe | Buried | OP | CONC | None | 1964-06-30 | 8.3 | 8.17 | dwg | SI | Transmission | Legacy | 1 |  |  | 4 | 1350 | [5 empty] | 77244 | NA |  | 134.57 |  | WSL |  | Waikato,Te Kawerau a Maki,Ngāti Maru,Ngāti Tamaoho,Ngāti Tamaterā,Ngāi Tai ki Tāmaki,Ngāti Hako,Te Ākitai Waiohua | 3 | 3 | 3 | 2019 | CCTV Footage Review Log South_Latest.xls | no | 1 | 3 | 2 | CCTV Available (0-10 Years Old) & Soil Type Available | 3.3806 | 3 | 4 | 5 | 2.5 | Property Parcels, Building Outlines | 1 |  | 5 | 1.355 | 0.10141 | Modelled Flow Data Used & Depth Available | 134.5735 | 14
418 | 436 | 15832 | 10008025 | 196573 | DSSIN | Southern Interceptor | Gravity | Pipe | Buried | OP | CONC | None | 1964-06-30 | 8.4 | 8.3 | dwg | SI | Transmission | Legacy | 1 |  |  | 4 | 1350 | [5 empty] | 77245 | NA |  | 109.55 |  | WSL |  | Waikato,Te Kawerau a Maki,Ngāti Maru,Ngāti Tamaoho,Ngāti Tamaterā,Ngāi Tai ki Tāmaki,Ngāti Hako,Te Ākitai Waiohua | 3 | 3 | 3 | 2019 | CCTV Footage Review Log South_Latest.xls | no | 1 | 3 | 2 | CCTV Available (0-10 Years Old) & Soil Type Available | 3.38 | 3 | 4 | 5 | 2.5 | Property Parcels, Building Outlines | 1 |  | 5 | 1.355 | 0.10076 | Modelled Flow Data Used & Depth Available | 109.5479 | 14
3893 | 4170 | 920333 | 10090052 | 194302 | DSDEV | Devonport Branch Sewer TS1 | Gravity | Pipe | Buried | OP | CONC | None | 1940-01-01 |  |  | dwg | NI | Transmission | Legacy | 2 |  |  | 4 | 724 | [5 empty] | 64499 | NA |  | 390.28 |  | WSL |  | Te Kawerau a Maki,Ngāti Whātua,Ngāti Maru,Ngāti Whātua o Ōrākei,Ngāti Tamaoho,Te Patukirikiri,Ngāti Whanaunga,Ngāti Tamaterā,Ngāti Pāoa,Ngāi Tai ki Tāmaki,Ngāti Hako,Te Ākitai Waiohua | 3.71 | 4 |  |  |  | no | 3 | 3 | 4 | CCTV NOT Available or Over 30 Years Old & Soil Type Available | 3.3725 | 3 | 1 | 3 | 3.5 | Property Parcels, Building Outlines, Public Park & Sports Area | 1 | Place Of Historic Heritage - Boat repair yard complex (former), Significant Ecological Area - SEA_T_8176 | 1.5 | 1.415 | 0 | Modelled Flow Data Used & Depth Available | 390.2796 | 18
626 | 650 | 2651245 | 10096666 | 195875 | DSORM | Orakei Main Sewer | Gravity | Pipe | Tunnelled | OP | BRICK | None | 1911-06-30 | 2.44 | 2.39 | dwg | OM | Transmission | Legacy | 1 |  |  | 4 | 2362 | [5 empty] | 76249 | NA |  | 6.81 |  | WSL |  | Te Kawerau a Maki,Ngāti Whātua,Ngāti Maru,Ngāti Whātua o Ōrākei,Ngāti Tamaoho,Te Patukirikiri,Ngāti Tamaterā,Ngāti Pāoa,Ngāi Tai ki Tāmaki,Ngāti Hako,Te Ākitai Waiohua | 3.12 | 3 |  |  |  | no | 1 | 1 | 4 | CCTV NOT Available or Over 30 Years Old & Soil Type Available | 3.3699 | 3 | 5 | 5 | 1 |  | 1 | Place Of Historic Heritage - Auckland Domain/Pukekaroa/Pukekawa Hill Pa site R11_105, including pits, terraces, midden, house sites, structures, memorials, water supply site, ponds, roads, g | 5 | 0.895 | 0.32289 | Modelled Flow Data Used & Depth Available | 6.8096 | 14
3687 | 3962 | 906327 | 10088319 | 195942 | DSNCT | Northcote Branch Sewer TS8 | Gravity | Pipe | Buried | OP | CONC | None | 1961-01-01 |  |  | dwg | NI | Transmission | Legacy | 2 |  |  | 4 | 635 | [5 empty] | 65098 | NA |  | 58.89 |  | WSL |  | Te Kawerau a Maki,Ngāti Whātua,Ngāti Maru,Ngāti Whātua o Ōrākei,Ngāti Tamaoho,Ngāti Manuhiri,Te Patukirikiri,Ngāti Whanaunga,Ngāti Tamaterā,Ngāti Pāoa,Ngāi Tai ki Tāmaki,Ngāti Hako,Te Ākitai Waiohua | 2.41 | 2 |  |  |  | no | 1 | 1 | 3 | CCTV NOT Available or Over 30 Years Old & Soil Type Available | 3.3683 | 3 | 1 | 3 | 3.5 | Property Parcels, Building Outlines | 1 |  | 1.5 | 1.415 | 0.0030628 | Modelled Flow Data Used & Depth Available | 58.8893 | 8
3036 | 3297 | 911141 | 10088978 | 197438 | DSWAU | Wairau Branch Sewer TS4 | Gravity | Pipe | Buried | OP | CONC | None | 1960-01-01 |  |  | dwg | NI | Transmission | Legacy | 2 |  |  | 4 | 1050 | [5 empty] | 65485 | NA |  | 175.53 |  | WSL |  | Te Kawerau a Maki,Ngāti Whātua,Ngāti Maru,Ngāti Whātua o Ōrākei,Ngāti Tamaoho,Ngāti Manuhiri,Te Patukirikiri,Ngāti Whanaunga,Ngāti Tamaterā,Ngāti Pāoa,Ngāi Tai ki Tāmaki,Ngāti Hako,Te Ākitai Waiohua | 2.67 | 3 | 2 | 2015 | te puna wai | no | 5 | 1 | 3 | CCTV Available (0-10 Years Old) & Soil Type Available | 3.3682 | 3 | 4 | 4 | 2.5 | Property Parcels, Public Park & Sports Area | 1 |  | 1.5 | 1.17 | 0.29173 | Modelled Flow Data Used & Depth Available | 175.5333 | 14
3677 | 3952 | 906328 | 10088318 | 196097 | DSNCT | Northcote Branch Sewer TS8 | Gravity | Pipe | Buried | OP | CONC | None | 1961-01-01 |  |  | dwg | NI | Transmission | Legacy | 2 |  |  | 4 | 635 | [5 empty] | 65096 | NA |  | 49.61 |  | WSL |  | Te Kawerau a Maki,Ngāti Whātua,Ngāti Maru,Ngāti Whātua o Ōrākei,Ngāti Tamaoho,Ngāti Manuhiri,Te Patukirikiri,Ngāti Whanaunga,Ngāti Tamaterā,Ngāti Pāoa,Ngāi Tai ki Tāmaki,Ngāti Hako,Te Ākitai Waiohua | 2.41 | 2 |  |  |  | no | 1 | 1 | 3 | CCTV NOT Available or Over 30 Years Old & Soil Type Available | 3.3672 | 3 | 1 | 3 | 3.5 | Property Parcels, Building Outlines | 1 |  | 1.5 | 1.415 | 0.0038285 | Modelled Flow Data Used & Depth Available | 49.6114 | 8
3988 | 4266 | 927239 | 10088210 | 195898 | DSMFB | Milford Beach Branch Sewer TS6C | Gravity | Pipe | Buried | OP | CONC | None | 1964-01-01 |  |  | dwg | NI | Transmission | Legacy | 2 |  |  | 4 | 600 | [5 empty] | 65044 | NA |  | 36.54 |  | WSL |  | Te Kawerau a Maki,Ngāti Whātua,Ngāti Maru,Ngāti Whātua o Ōrākei,Ngāti Tamaoho,Ngāti Manuhiri,Te Patukirikiri,Ngāti Whanaunga,Ngāti Tamaterā,Ngāti Pāoa,Ngāi Tai ki Tāmaki,Ngāti Hako,Te Ākitai Waiohua | 2.29 | 2 |  |  |  | no | 3 | 3 | 2 | CCTV NOT Available or Over 30 Years Old & Soil Type Available | 3.3662 | 3 | 1 | 3 | 3.5 | Property Parcels, Building Outlines | 1 |  | 1.5 | 1.415 | 0.0045942 | Modelled Flow Data Used & Depth Available | 36.5358 | 8
2117 | 2318 | 15574 | 10004333 | 193426 | DSB06 | Branch 6 Coxs Creek | Gravity | Pipe | Encased | OP | VC | None | 1913-06-30 | 9.61 | 9.12 | dwg | OM | Transmission | Legacy | 2 |  |  | 4 | 300 | [5 empty] | 74119 | NA |  | 99.23 |  | WSL |  | Te Kawerau a Maki,Ngāti Whātua,Ngāti Maru,Ngāti Whātua o Ōrākei,Ngāti Tamaoho,Ngāti Tamaterā,Ngāi Tai ki Tāmaki,Ngāti Hako,Te Ākitai Waiohua | 3.28 | 3 | 3 | 2018 | CCTV Footage Review Log South_Latest.xls | yes | 3 | 1 | 4 | CCTV Available (0-10 Years Old) & Soil Type Available | 3.3644 | 3 | 1 | 1 | 3.5 | Property Parcels, Building Outlines | 1 | Significant Ecological Area - SEA_T_6120 | 5 | 1.41 | 0.00045686 | Modelled Flow Data Used & Depth Available | 99.2323 | 14
1538 | 1656 | 15572 | 10004331 | 193184 | DSB06 | Branch 6 Coxs Creek | Gravity | Pipe | Encased | OP | VC | None | 1913-06-30 | 8.57 | 8.17 | dwg | OM | Transmission | Legacy | 2 |  |  | 4 | 300 | [5 empty] | 74117 | NA |  | 119.97 |  | WSL |  | Te Kawerau a Maki,Ngāti Whātua,Ngāti Maru,Ngāti Whātua o Ōrākei,Ngāti Tamaoho,Ngāti Tamaterā,Ngāi Tai ki Tāmaki,Ngāti Hako,Te Ākitai Waiohua | 3.07 | 3 | 3 | 2018 | CCTV Footage Review Log South_Latest.xls | yes | 1 | 1 | 4 | CCTV Available (0-10 Years Old) & Soil Type Available | 3.3644 | 3 | 1 | 1 | 3.5 | Property Parcels, Building Outlines | 1 | Significant Ecological Area - SEA_T_6120 | 5 | 1.41 | 0.00045686 | Modelled Flow Data Used & Depth Available | 119.9704 | 14
4100 | 4381 | 925247 | 10088203 | 195509 | DSMFB | Milford Beach Branch Sewer TS6C | Gravity | Pipe | Buried | OP | CONC | None | 1996-01-01 |  |  | dwg | NI | Transmission | Legacy | 2 |  |  | 4 | 600 | [5 empty] | 65037 | NA |  | 61.33 |  | WSL |  | Te Kawerau a Maki,Ngāti Whātua,Ngāti Maru,Ngāti Whātua o Ōrākei,Ngāti Tamaoho,Ngāti Manuhiri,Te Patukirikiri,Ngāti Whanaunga,Ngāti Tamaterā,Ngāti Pāoa,Ngāi Tai ki Tāmaki,Ngāti Hako,Te Ākitai Waiohua | 1.76 | 2 |  |  |  | no | 5 | 1 | 1 | CCTV NOT Available or Over 30 Years Old & Soil Type Available | 3.3641 | 3 | 1 | 3 | 3.5 | Property Parcels, Building Outlines | 1 |  | 1.5 | 1.415 | 0.0061256 | Modelled Flow Data Used & Depth Available | 61.3344 | 8
3062 | 3323 | 903514 | 10088208 | 196053 | DSMFB | Milford Beach Branch Sewer TS6C | Gravity | Pipe | Buried | OP | CONC | None | 1977-01-01 |  |  | dwg | NI | Transmission | Legacy | 2 |  |  | 4 | 600 | [5 empty] | 65042 | NA |  | 71.78 |  | WSL |  | Te Kawerau a Maki,Ngāti Whātua,Ngāti Maru,Ngāti Whātua o Ōrākei,Ngāti Tamaoho,Ngāti Manuhiri,Te Patukirikiri,Ngāti Whanaunga,Ngāti Tamaterā,Ngāti Pāoa,Ngāi Tai ki Tāmaki,Ngāti Hako,Te Ākitai Waiohua | 2.29 | 2 |  |  |  | no | 3 | 3 | 2 | CCTV NOT Available or Over 30 Years Old & Soil Type Available | 3.3641 | 3 | 1 | 3 | 3.5 | Property Parcels, Building Outlines | 1 |  | 1.5 | 1.415 | 0.0061256 | Modelled Flow Data Used & Depth Available | 71.7814 | 8
3261 | 3525 | 927171 | 10088207 | 195510 | DSMFB | Milford Beach Branch Sewer TS6C | Gravity | Pipe | Buried | OP | CONC | None | 1977-01-01 |  |  | dwg | NI | Transmission | Legacy | 2 |  |  | 4 | 600 | [5 empty] | 65041 | NA |  | 54.33 |  | WSL |  | Te Kawerau a Maki,Ngāti Whātua,Ngāti Maru,Ngāti Whātua o Ōrākei,Ngāti Tamaoho,Ngāti Manuhiri,Te Patukirikiri,Ngāti Whanaunga,Ngāti Tamaterā,Ngāti Pāoa,Ngāi Tai ki Tāmaki,Ngāti Hako,Te Ākitai Waiohua | 2.29 | 2 |  |  |  | no | 3 | 3 | 2 | CCTV NOT Available or Over 30 Years Old & Soil Type Available | 3.3641 | 3 | 1 | 3 | 3.5 | Property Parcels, Building Outlines | 1 |  | 1.5 | 1.415 | 0.0061256 | Modelled Flow Data Used & Depth Available | 54.3254 | 8
3290 | 3556 | 927173 | 10088204 | 195749 | DSMFB | Milford Beach Branch Sewer TS6C | Gravity | Pipe | Buried | OP | CONC | None | 1959-01-01 |  |  | dwg | NI | Transmission | Legacy | 2 |  |  | 4 | 600 | [5 empty] | 65038 | NA |  | 28.46 |  | WSL |  | Te Kawerau a Maki,Ngāti Whātua,Ngāti Maru,Ngāti Whātua o Ōrākei,Ngāti Tamaoho,Ngāti Manuhiri,Te Patukirikiri,Ngāti Whanaunga,Ngāti Tamaterā,Ngāti Pāoa,Ngāi Tai ki Tāmaki,Ngāti Hako,Te Ākitai Waiohua | 3 | 3 |  |  |  | no | 3 | 3 | 3 | CCTV NOT Available or Over 30 Years Old & Soil Type Available | 3.3641 | 3 | 1 | 3 | 3.5 | Property Parcels, Building Outlines | 1 |  | 1.5 | 1.415 | 0.0061256 | Modelled Flow Data Used & Depth Available | 28.4228 | 14
3059 | 3320 | 903513 | 10088206 | 195897 | DSMFB | Milford Beach Branch Sewer TS6C | Gravity | Pipe | Buried | OP | CONC | None | 1977-01-01 |  |  | dwg | NI | Transmission | Legacy | 2 |  |  | 4 | 600 |  |  |  |  | CONS | 65040 | NA |  | 24.4 |  | WSL |  | Te Kawerau a Maki,Ngāti Whātua,Ngāti Maru,Ngāti Whātua o Ōrākei,Ngāti Tamaoho,Ngāti Manuhiri,Te Patukirikiri,Ngāti Whanaunga,Ngāti Tamaterā,Ngāti Pāoa,Ngāi Tai ki Tāmaki,Ngāti Hako,Te Ākitai Waiohua | 2.29 | 2 |  |  |  | no | 3 | 3 | 2 | CCTV NOT Available or Over 30 Years Old & Soil Type Available | 3.3641 | 3 | 1 | 3 | 3.5 | Property Parcels, Building Outlines | 1 |  | 1.5 | 1.415 | 0.0061256 | Modelled Flow Data Used & Depth Available | 23.9701 | 8
3252 | 3516 | 927172 | 10088209 | 195355 | DSMFB | Milford Beach Branch Sewer TS6C | Gravity | Pipe | Buried | OP | CONC | None | 1940-01-01 |  |  | dwg | NI | Transmission | Legacy | 2 |  |  | 4 | 600 | [5 empty] | 65043 | NA |  | 16.12 |  | WSL |  | Te Kawerau a Maki,Ngāti Whātua,Ngāti Maru,Ngāti Whātua o Ōrākei,Ngāti Tamaoho,Ngāti Manuhiri,Te Patukirikiri,Ngāti Whanaunga,Ngāti Tamaterā,Ngāti Pāoa,Ngāi Tai ki Tāmaki,Ngāti Hako,Te Ākitai Waiohua | 3.71 | 4 |  |  |  | no | 3 | 3 | 4 | CCTV NOT Available or Over 30 Years Old & Soil Type Available | 3.3641 | 3 | 1 | 3 | 3.5 | Property Parcels, Building Outlines | 1 |  | 1.5 | 1.415 | 0.0061256 | Modelled Flow Data Used & Depth Available | 16.1188 | 18
3301 | 3567 | 924241 | 10088534 | 196341 | DSOTV | Oteha Valley Branch Sewer TS27 | Gravity | Pipe | Buried | OP | CONC | CIP | 1989-01-01 |  |  | dwg | NI | Transmission | Legacy | 2 |  |  | 4 | 600 | [5 empty] | 65223 | NA |  | 76.51 |  | WSL |  | Te Kawerau a Maki,Ngāti Whātua,Ngāti Maru,Ngāti Whātua o Kaipara,Ngāti Whātua o Ōrākei,Ngāti Tamaoho,Ngāti Manuhiri,Ngāti Whanaunga,Ngāti Tamaterā,Ngāti Pāoa,Ngāi Tai ki Tāmaki,Ngāti Hako,Te Ākitai Waiohua | 2 | 2 | 2 | 2018 | te puna wai | no | 1 | 3 | 1 | CCTV Available (0-10 Years Old) & Soil Type Available | 3.363 | 3 | 1 | 3 | 3.5 | Property Parcels, Building Outlines | 1 |  | 1.5 | 1.415 | 0.0068913 | Modelled Flow Data Used & Depth Available | 76.5104 | 8
784 | 823 | 16403 | 10005348 | 194701 | DSEDC | Edgars Creek Branch | Gravity | Pipe | Buried | OP | AC | None | 1979-06-30 | 0.56 | 0.5 | dwg | OM | Transmission | Legacy | 2 |  |  | 4 | 250 | [5 empty] | 74778 | NA |  | 10.03 |  | WSL |  | Te Kawerau a Maki,Ngāti Whātua,Ngāti Maru,Ngāti Whātua o Ōrākei,Ngāti Tamaoho,Ngāti Tamaterā,Ngāi Tai ki Tāmaki,Ngāti Hako,Te Ākitai Waiohua | 3 | 3 | 3 | 2016 | te puna wai | no | 3 | 5 | 2 | CCTV Available (0-10 Years Old) & Soil Type Available | 3.3623 | 3 | 1 | 1 | 3.5 | Building Outlines | 1 |  | 5 | 1.41 | 0.0020108 | Modelled Flow Data Used & Depth Available | 10.0339 | 14
4133 | 4415 | 930340 | 10088316 | 195941 | DSNCT | Northcote Branch Sewer TS8 | Gravity | Pipe | Buried | OP | CONC | None | 1961-01-01 |  |  | dwg | NI | Transmission | Legacy | 2 |  |  | 4 | 635 | [5 empty] | 65094 | NA |  | 20.56 |  | WSL |  | Te Kawerau a Maki,Ngāti Whātua,Ngāti Maru,Ngāti Whātua o Ōrākei,Ngāti Tamaoho,Ngāti Manuhiri,Te Patukirikiri,Ngāti Whanaunga,Ngāti Tamaterā,Ngāti Pāoa,Ngāi Tai ki Tāmaki,Ngāti Hako,Te Ākitai Waiohua | 3.17 | 3 |  |  |  | no | 5 | 1 | 3 | CCTV NOT Available or Over 30 Years Old & Soil Type Available | 3.362 | 3 | 1 | 3 | 3.5 | Property Parcels, Building Outlines | 1 | Significant Ecological Area - SEA_T_8229 | 1.5 | 1.415 | 0.007657 | Modelled Flow Data Used & Depth Available | 20.5602 | 14
3965 | 4243 | 924556 | 10089242 | 193332 | DSALW | Albany West Branch Sewer TS25 | Gravity | Pipe | Buried | OP | CONC | None | 1992-07-01 |  |  | dwg | NI | Transmission | Legacy | 2 |  |  | 4 | 724 | [5 empty] | 64042 | NA |  | 74.63 |  | WSL |  | Te Kawerau a Maki,Ngāti Whātua,Ngāti Maru,Ngāti Whātua o Kaipara,Ngāti Whātua o Ōrākei,Ngāti Tamaoho,Ngāti Manuhiri,Ngāti Whanaunga,Ngāti Tamaterā,Ngāti Pāoa,Ngāi Tai ki Tāmaki,Ngāti Hako,Te Ākitai Waiohua | 1.21 | 1 |  |  |  | no | 1 | 3 | 1 | CCTV NOT Available or Over 30 Years Old & Soil Type Available | 3.362 | 3 | 1 | 3 | 3.5 | Property Parcels, Building Outlines | 1 |  | 1.5 | 1.415 | 0.007657 | Modelled Flow Data Used & Depth Available | 74.6274 | 4
2313 | 2524 | 15350 | 10004904 | 193492 | DSB7B | Branch 7B Mt Eden | Gravity | Pipe | Buried | OP | VC | RBLOC | 1912-06-30 | 53.78 | 51.06 | dwg | OM | Transmission | Legacy | 2 |  |  | 4 | 300 | [5 empty] | 74468 | NA |  | 162.96 |  | WSL |  | Waikato,Te Kawerau a Maki,Ngāti Whātua,Ngāti Maru,Ngāti Whātua o Ōrākei,Ngāti Tamaoho,Ngāti Tamaterā,Ngāti Pāoa,Ngāi Tai ki Tāmaki,Ngāti Hako,Te Ākitai Waiohua | 1 | 1 | 1 | 2015 | te puna wai | no | 1 | 1 | 1 | CCTV Available (0-10 Years Old) & Soil Type Available | 3.3616 | 3 | 1 | 1 | 3.5 | Property Parcels, Building Outlines | 1 |  | 5 | 1.41 | 0.0024645 | Modelled Flow Data Used & Depth Available | 162.9647 | 4
1939 | 2120 | 16065 | 10008662 | 197273 | DSTBR | Tamaki Bridge Branch | Gravity | Pipe | Buried | OP | CONC | None | 1960-06-30 | 3.66 | 0.43 | dwg | SI | Transmission | Legacy | 2 |  |  | 4 | 300 | [5 empty] | 77856 | NA |  | 86.75 |  | WSL |  | Waikato,Te Kawerau a Maki,Ngāti Maru,Ngāti Tamaoho,Ngāti Whanaunga,Ngāti Tamaterā,Ngāti Pāoa,Ngāi Tai ki Tāmaki,Ngāti Hako,Te Ākitai Waiohua | 1.94 | 2 | 1 | 2015 | te puna wai | no | 1 | 3 | 3 | CCTV Available (0-10 Years Old) & Soil Type Available | 3.3602 | 3 | 1 | 1 | 3.5 | Property Parcels, Building Outlines | 1 |  | 5 | 1.41 | 0.0035519 | Modelled Flow Data Used & Depth Available | 86.7525 | 8
2054 | 2249 | 15974 | 10007769 | 196630 | DSPPS | Papatoetoe South Branch | Gravity | Pipe | Buried | OP | CONC | None | 1966-06-30 | 10.46 | 9.91 | dwg | SI | Transmission | Legacy | 2 |  |  | 4 | 300 | [5 empty] | 77056 | NA |  | 109.5 |  | WSL |  | Waikato,Te Kawerau a Maki,Ngāti Maru,Ngāti Tamaoho,Ngāti Tamaterā,Ngāi Tai ki Tāmaki,Ngāti Hako,Te Ākitai Waiohua | 2.33 | 2 | 2 | 2012 | te puna wai | no | 5 | 1 | 2 | CCTV Available (10-20 Years Old) & Soil Type Available | 3.3593 | 3 | 1 | 1 | 3.5 | Property Parcels, Building Outlines | 1 |  | 5 | 1.41 | 0.0041504 | Modelled Flow Data Used & Depth Available | 109.5042 | 8
1840 | 2004 | 15677 | 10007485 | 196236 | DSPAP | Papakura Branch | Gravity | Pipe | Buried | OP | CONC | None | 1962-06-30 | 18.35 | 18.3 | dwg | SI | Transmission | Legacy | 2 |  |  | 4 | 375 | [5 empty] | 76629 | NA |  | 47.29 |  | WSL |  | Waikato,Ngāti Maru,Ngāti Tamaoho,Ngāti Whanaunga,Ngāti Tamaterā,Ngāti Pāoa,Ngāi Tai ki Tāmaki,Ngāti Hako,Te Ākitai Waiohua | 2.84 | 3 | 2 | 2010 | te puna wai | no | 5 | 1 | 3 | CCTV Available (10-20 Years Old) & Soil Type Available | 3.3593 | 3 | 1 | 1 | 3.5 | Property Parcels, Building Outlines | 1 |  | 5 | 1.41 | 0.0041504 | Modelled Flow Data Used & Depth Available | 47.2932 | 14
1701 | 1854 | 15971 | 10007810 | 196527 | DSPUH | Puhinui Branch | Gravity | Pipe | Buried | OP | CONC | None | 1963-06-30 | 9.39 | 9.38 | dwg | SI | Transmission | Legacy | 2 |  |  | 4 | 381 | [5 empty] | 77088 | NA |  | 3.28 |  | WSL |  | Waikato,Te Kawerau a Maki,Ngāti Maru,Ngāti Tamaoho,Ngāti Tamaterā,Ngāi Tai ki Tāmaki,Ngāti Hako,Te Ākitai Waiohua | 2.67 | 3 | 2 | 2015 | CCTV Footage Review Log South_Latest.xls | no | 5 | 1 | 3 | CCTV Available (0-10 Years Old) & Soil Type Available | 3.359 | 3 | 1 | 1 | 3.5 | Property Parcels, Building Outlines | 1 |  | 5 | 1.41 | 0.004427 | Modelled Flow Data Used & Depth Available | 3.2814 | 14
1091 | 1151 | 16451 | 10006196 | 195588 | DSKEL | Kelston Branch | Gravity | Pipe | Buried | OP | CONC | None | 1967-06-30 | 10.51 | 10.18 | dwg | WI | Transmission | Legacy | 2 |  |  | 4 | 300 | [5 empty] | 75600 | NA |  | 92.5 |  | WSL |  | Te Kawerau a Maki,Ngāti Whātua,Ngāti Whātua o Ōrākei,Ngāti Tamaoho,Ngāti Tamaterā,Te Ākitai Waiohua | 3 | 3 | 3 | 2017 | CCTV Footage Review Log South_Latest.xls | no | 1 | 3 | 2 | CCTV Available (0-10 Years Old) & Soil Type Available | 3.3589 | 3 | 1 | 1 | 3.5 | Property Parcels, Building Outlines | 1 |  | 5 | 1.41 | 0.0044431 | Modelled Flow Data Used & Depth Available | 92.4972 | 14
3873 | 4150 | 917085 | 10088189 | 195745 | DSMFB | Milford Beach Branch Sewer TS6C | Gravity | Pipe | Buried | OP | CONC | None | 1957-01-01 |  |  | dwg | NI | Transmission | Legacy | 2 |  |  | 4 | 724 | [5 empty] | 65023 | NA |  | 55.18 |  | WSL |  | Te Kawerau a Maki,Ngāti Whātua,Ngāti Maru,Ngāti Whātua o Ōrākei,Ngāti Tamaoho,Ngāti Manuhiri,Te Patukirikiri,Ngāti Whanaunga,Ngāti Tamaterā,Ngāti Pāoa,Ngāi Tai ki Tāmaki,Ngāti Hako,Te Ākitai Waiohua | 3.17 | 3 |  |  |  | no | 5 | 1 | 3 | CCTV NOT Available or Over 30 Years Old & Soil Type Available | 3.3588 | 3 | 1 | 3 | 3.5 | Property Parcels, Building Outlines | 1 | Place Of Historic Heritage - Burial ground/midden R10_131 | 1.5 | 1.415 | 0.0099541 | Modelled Flow Data Used & Depth Available | 55.183 | 14
3829 | 4106 | 917084 | 10088190 | 195506 | DSMFB | Milford Beach Branch Sewer TS6C | Gravity | Pipe | Buried | OP | CONC | None | 1999-01-01 |  |  | dwg | NI | Transmission | Legacy | 2 |  |  | 4 | 740 | [5 empty] | 65024 | NA |  | 49.55 |  | WSL |  | Te Kawerau a Maki,Ngāti Whātua,Ngāti Maru,Ngāti Whātua o Ōrākei,Ngāti Tamaoho,Ngāti Manuhiri,Te Patukirikiri,Ngāti Whanaunga,Ngāti Tamaterā,Ngāti Pāoa,Ngāi Tai ki Tāmaki,Ngāti Hako,Te Ākitai Waiohua | 1.76 | 2 |  |  |  | no | 5 | 1 | 1 | CCTV NOT Available or Over 30 Years Old & Soil Type Available | 3.3588 | 3 | 1 | 3 | 3.5 | Property Parcels, Building Outlines | 1 |  | 1.5 | 1.415 | 0.0099541 | Modelled Flow Data Used & Depth Available | 49.5549 | 8
1092 | 1152 | 16452 | 10006195 | 195055 | DSKEL | Kelston Branch | Gravity | Pipe | Buried | OP | CONC | None | 1967-06-30 | 10.18 | 9.82 | dwg | WI | Transmission | Legacy | 2 |  |  | 4 | 300 | [5 empty] | 75599 | NA |  | 83.91 |  | WSL |  | Te Kawerau a Maki,Ngāti Whātua,Ngāti Whātua o Ōrākei,Ngāti Tamaoho,Ngāti Tamaterā,Te Ākitai Waiohua | 3 | 3 | 3 | 2017 | CCTV Footage Review Log South_Latest.xls | no | 1 | 3 | 2 | CCTV Available (0-10 Years Old) & Soil Type Available | 3.3588 | 3 | 1 | 1 | 3.5 | Property Parcels, Building Outlines | 1 |  | 5 | 1.41 | 0.004575 | Modelled Flow Data Used & Depth Available | 83.9121 | 14
1173 | 1241 | 15418 | 10004287 | 193414 | DSB05 | Branch 5 Herne Bay | Gravity | Pipe | Tunnelled | OP | VC | None | 1912-06-30 | 9.4 | 9.2 | dwg | OM | Transmission | Legacy | 2 |  |  | 4 | 300 | [5 empty] | 74081 | NA |  | 133.66 |  | WSL |  | Te Kawerau a Maki,Ngāti Whātua,Ngāti Maru,Ngāti Whātua o Ōrākei,Ngāti Tamaoho,Ngāti Tamaterā,Ngāi Tai ki Tāmaki,Ngāti Hako,Te Ākitai Waiohua | 3.07 | 3 | 3 | 2018 | CCTV Footage Review Log South_Latest.xls | no | 1 | 1 | 4 | CCTV Available (0-10 Years Old) & Soil Type Available | 3.3585 | 3 | 1 | 1 | 3.5 | Property Parcels, Building Outlines | 1 |  | 5 | 1.41 | 0.0047295 | Modelled Flow Data Used & Depth Available | 133.6607 | 14
2373 | 2584 | 15584 | 10004285 | 193172 | DSB05 | Branch 5 Herne Bay | Gravity | Pipe | Tunnelled | OP | VC | RIBL | 1912-06-30 | 9.07 | 8.85 | dwg | OM | Transmission | Legacy | 2 |  |  | 4 | 305 | [5 empty] | 74079 | NA |  | 131.07 |  | WSL |  | Te Kawerau a Maki,Ngāti Whātua,Ngāti Maru,Ngāti Whātua o Ōrākei,Ngāti Tamaoho,Ngāti Tamaterā,Ngāti Pāoa,Ngāi Tai ki Tāmaki,Ngāti Hako,Te Ākitai Waiohua | 1 | 1 | 1 | 2018 | CCTV Footage Review Log South_Latest.xls | no | 1 | 1 | 1 | CCTV Available (0-10 Years Old) & Soil Type Available | 3.3582 | 3 | 1 | 1 | 3.5 | Property Parcels, Building Outlines, Safe Swim Beach | 1 | Place Of Historic Heritage - Residence | 5 | 1.41 | 0.0049804 | Modelled Flow Data Used & Depth Available | 131.0683 | 4
4053 | 4332 | 927328 | 10088187 | 195892 | DSMFB | Milford Beach Branch Sewer TS6C | Gravity | Pipe | Buried | OP | CONC | None | 1961-01-01 |  |  | dwg | NI | Transmission | Legacy | 2 |  |  | 4 | 675 | [5 empty] | 65021 | NA |  | 55.53 |  | WSL |  | Te Kawerau a Maki,Ngāti Whātua,Ngāti Maru,Ngāti Whātua o Ōrākei,Ngāti Tamaoho,Ngāti Manuhiri,Te Patukirikiri,Ngāti Whanaunga,Ngāti Tamaterā,Ngāti Pāoa,Ngāi Tai ki Tāmaki,Ngāti Hako,Te Ākitai Waiohua | 3 | 3 |  |  |  | no | 3 | 3 | 3 | CCTV NOT Available or Over 30 Years Old & Soil Type Available | 3.3578 | 3 | 1 | 3 | 3.5 | Property Parcels, Building Outlines | 1 |  | 1.5 | 1.415 | 0.01072 | Modelled Flow Data Used & Depth Available | 55.5334 | 14
4064 | 4343 | 925394 | 10088185 | 195744 | DSMFB | Milford Beach Branch Sewer TS6C | Gravity | Pipe | Buried | OP | CONC | None | 1957-01-01 |  |  | dwg | NI | Transmission | Legacy | 2 |  |  | 4 | 675 | [5 empty] | 65019 | NA |  | 52.04 |  | WSL |  | Te Kawerau a Maki,Ngāti Whātua,Ngāti Maru,Ngāti Whātua o Ōrākei,Ngāti Tamaoho,Ngāti Manuhiri,Te Patukirikiri,Ngāti Whanaunga,Ngāti Tamaterā,Ngāti Pāoa,Ngāi Tai ki Tāmaki,Ngāti Hako,Te Ākitai Waiohua | 3 | 3 |  |  |  | no | 3 | 3 | 3 | CCTV NOT Available or Over 30 Years Old & Soil Type Available | 3.3578 | 3 | 1 | 3 | 3.5 | Property Parcels, Building Outlines | 1 |  | 1.5 | 1.415 | 0.01072 | Modelled Flow Data Used & Depth Available | 52.0401 | 14
4086 | 4366 | 925393 | 10088186 | 195505 | DSMFB | Milford Beach Branch Sewer TS6C | Gravity | Pipe | Buried | OP | CONC | None | 1957-01-01 |  |  | dwg | NI | Transmission | Legacy | 2 |  |  | 4 | 675 | [5 empty] | 65020 | NA |  | 41.63 |  | WSL |  | Te Kawerau a Maki,Ngāti Whātua,Ngāti Maru,Ngāti Whātua o Ōrākei,Ngāti Tamaoho,Ngāti Manuhiri,Te Patukirikiri,Ngāti Whanaunga,Ngāti Tamaterā,Ngāti Pāoa,Ngāi Tai ki Tāmaki,Ngāti Hako,Te Ākitai Waiohua | 3 | 3 |  |  |  | no | 3 | 3 | 3 | CCTV NOT Available or Over 30 Years Old & Soil Type Available | 3.3578 | 3 | 1 | 3 | 3.5 | Property Parcels, Building Outlines | 1 |  | 1.5 | 1.415 | 0.01072 | Modelled Flow Data Used & Depth Available | 41.6285 | 14
1834 | 1998 | 15671 | 10007479 | 196162 | DSPAP | Papakura Branch | Gravity | Pipe | Buried | OP | CONC | None | 1962-06-30 | 17.33 | 17.05 | dwg | SI | Transmission | Legacy | 2 |  |  | 4 | 375 | [5 empty] | 76623 | NA |  | 91.44 |  | WSL |  | Waikato,Ngāti Maru,Ngāti Tamaoho,Ngāti Whanaunga,Ngāti Tamaterā,Ngāti Pāoa,Ngāi Tai ki Tāmaki,Ngāti Hako,Te Ākitai Waiohua | 2.84 | 3 | 2 | 2010 | te puna wai | no | 5 | 1 | 3 | CCTV Available (10-20 Years Old) & Soil Type Available | 3.3578 | 3 | 1 | 1 | 3.5 | Property Parcels, Building Outlines | 1 |  | 5 | 1.41 | 0.0052957 | Modelled Flow Data Used & Depth Available | 91.4421 | 14
1832 | 1996 | 15669 | 10007477 | 196007 | DSPAP | Papakura Branch | Gravity | Pipe | Buried | OP | CONC | None | 1962-06-30 | 16.71 | 16.34 | dwg | SI | Transmission | Legacy | 2 |  |  | 4 | 375 | [5 empty] | 76621 | NA |  | 94.69 |  | WSL |  | Waikato,Ngāti Maru,Ngāti Tamaoho,Ngāti Whanaunga,Ngāti Tamaterā,Ngāti Pāoa,Ngāi Tai ki Tāmaki,Ngāti Hako,Te Ākitai Waiohua | 2.29 | 2 | 2 | 2010 | te puna wai | no | 1 | 1 | 3 | CCTV Available (10-20 Years Old) & Soil Type Available | 3.3574 | 3 | 1 | 1 | 3.5 | Property Parcels, Building Outlines | 1 |  | 5 | 1.41 | 0.0055756 | Modelled Flow Data Used & Depth Available | 94.686 | 8
1776 | 1937 | 15877 | 10007716 | 196620 | DSPPC | Papatoetoe North Central Branch | Gravity | Pipe | Buried | OP | CONC | None | 1958-06-30 | 4.35 | 4.02 | dwg | SI | Transmission | Legacy | 2 |  |  | 4 | 318 | [5 empty] | 77012 | NA |  | 66.71 |  | WSL |  | Waikato,Te Kawerau a Maki,Ngāti Maru,Ngāti Tamaoho,Ngāti Tamaterā,Ngāi Tai ki Tāmaki,Ngāti Hako,Te Ākitai Waiohua | 3.22 | 3 | 3 | 2021 | CCTV Footage Review Log South_Latest.xls | no | 5 | 3 | 3 | CCTV Available (0-10 Years Old) & Soil Type Available | 3.3568 | 3 | 1 | 1 | 3.5 | Property Parcels, Building Outlines | 1 |  | 5 | 1.41 | 0.0060035 | Modelled Flow Data Used & Depth Available | 66.7082 | 14
1830 | 1994 | 15667 | 10007475 | 196161 | DSPAP | Papakura Branch | Gravity | Pipe | Buried | OP | CONC | None | 1962-06-30 | 16.09 | 15.91 | dwg | SI | Transmission | Legacy | 2 |  |  | 4 | 375 | [5 empty] | 76619 | NA |  | 46.9 |  | WSL |  | Waikato,Ngāti Maru,Ngāti Tamaoho,Ngāti Whanaunga,Ngāti Tamaterā,Ngāti Pāoa,Ngāi Tai ki Tāmaki,Ngāti Hako,Te Ākitai Waiohua | 2.29 | 2 | 2 | 2010 | te puna wai | no | 1 | 1 | 3 | CCTV Available (10-20 Years Old) & Soil Type Available | 3.3564 | 3 | 1 | 1 | 3.5 | Property Parcels, Building Outlines | 1 |  | 5 | 1.41 | 0.0062931 | Modelled Flow Data Used & Depth Available | 46.9042 | 8
997 | 1053 | 14859 | 10007649 | 196615 | DSPNR | Penrose Branch | Gravity | Pipe | Buried | OP | CONC | None | 1959-06-30 | 16.2 | 15.46 | dwg | EI | Transmission | Legacy | 2 |  |  | 4 | 381 | [5 empty] | 76989 | NA |  | 119.43 |  | WSL |  | Waikato,Te Kawerau a Maki,Ngāti Whātua,Ngāti Maru,Ngāti Whātua o Ōrākei,Ngāti Tamaoho,Ngāti Tamaterā,Ngāti Pāoa,Ngāi Tai ki Tāmaki,Ngāti Hako,Te Ākitai Waiohua | 2.24 | 2 | 2 | 2016 | te puna wai | no | 1 | 1 | 3 | CCTV Available (0-10 Years Old) & Soil Type Available | 3.3551 | 3 | 1 | 1 | 3.5 | Property Parcels, Building Outlines | 1 | Aquifer - Mt Wellington Volcanic Aquifer | 5 | 1.41 | 0.0072422 | Modelled Flow Data Used & Depth Available | 119.4274 | 8
1420 | 1517 | 14852 | 10007646 | 316157 | DSPNR | Penrose Branch | Gravity | Pipe | Buried | OP | CLS | None | 1959-06-30 | 14.04 | 12.75 | dwg | EI | Transmission | Legacy | 2 |  |  | 4 | 390 | [5 empty] | 76986 | NA |  | 98.42 |  | WSL |  | Waikato,Te Kawerau a Maki,Ngāti Whātua,Ngāti Maru,Ngāti Whātua o Ōrākei,Ngāti Tamaoho,Ngāti Tamaterā,Ngāti Pāoa,Ngāi Tai ki Tāmaki,Ngāti Hako,Te Ākitai Waiohua | 3.47 | 3 | 3 | 2016 | te puna wai | no | 1 | 1 | 5 | CCTV Available (0-10 Years Old) & Soil Type Available | 3.3548 | 3 | 1 | 1 | 3.5 | Property Parcels, Building Outlines | 1 | Aquifer - Mt Wellington Volcanic Aquifer | 5 | 1.41 | 0.007461 | Modelled Flow Data Used & Depth Available | 98.4216 | 14
1421 | 1518 | 17920 | 10007645 | 316159 | DSPNR | Penrose Branch | Gravity | Pipe | Buried | OP | CLS | None | 1959-06-30 | 14.04 | 12.75 | dwg | EI | Transmission | Legacy | 2 |  |  | 4 | 390 | [5 empty] | 76985 | NA |  | 8.3 |  | WSL |  | Waikato,Te Kawerau a Maki,Ngāti Whātua,Ngāti Maru,Ngāti Whātua o Ōrākei,Ngāti Tamaoho,Ngāti Tamaterā,Ngāti Pāoa,Ngāi Tai ki Tāmaki,Ngāti Hako,Te Ākitai Waiohua | 3.05 | 3 | 2 | 2016 | te puna wai | no | 1 | 1 | 5 | CCTV Available (0-10 Years Old) & Soil Type Available | 3.3547 | 3 | 1 | 1 | 3.5 | Property Parcels, Building Outlines | 1 | Aquifer - Mt Wellington Volcanic Aquifer | 5 | 1.41 | 0.0075382 | Modelled Flow Data Used & Depth Available | 8.298 | 14
1392 | 1486 | 14857 | 10007643 | 196763 | DSPNR | Penrose Branch | Gravity | Pipe | Buried | OP | CLS | None | 1959-06-30 | 9.18 | 6.59 | dwg | EI | Transmission | Legacy | 2 |  |  | 4 | 390 | [5 empty] | 76983 | NA |  | 111.05 |  | WSL |  | Waikato,Te Kawerau a Maki,Ngāti Whātua,Ngāti Maru,Ngāti Whātua o Ōrākei,Ngāti Tamaoho,Ngāti Tamaterā,Ngāti Pāoa,Ngāi Tai ki Tāmaki,Ngāti Hako,Te Ākitai Waiohua | 3.05 | 3 | 2 | 2016 | te puna wai | no | 1 | 1 | 5 | CCTV Available (0-10 Years Old) & Soil Type Available | 3.3545 | 3 | 1 | 1 | 3.5 | Property Parcels, Building Outlines | 1 | Aquifer - Mt Wellington Volcanic Aquifer | 5 | 1.41 | 0.0076669 | Modelled Flow Data Used & Depth Available | 111.0484 | 14
739 | 777 | 14824 | 10006606 | 195388 | DSMTW | Mt Wellington Branch | Gravity | Pipe | Buried | OP | CONC | None | 1961-06-30 | 14.92 | 14.23 | dwg | EI | Transmission | Legacy | 2 |  |  | 4 | 381 | [5 empty] | 75957 | NA |  | 97.28 |  | WSL |  | Waikato,Te Kawerau a Maki,Ngāti Whātua,Ngāti Maru,Ngāti Whātua o Ōrākei,Ngāti Tamaoho,Ngāti Whanaunga,Ngāti Tamaterā,Ngāti Pāoa,Ngāi Tai ki Tāmaki,Ngāti Hako,Te Ākitai Waiohua | 2.24 | 2 | 2 | 2017 | CCTV Footage Review Log South_Latest.xls | no | 1 | 1 | 3 | CCTV Available (0-10 Years Old) & Soil Type Available | 3.3544 | 3 | 2 | 1 | 3.5 | Property Parcels, Building Outlines | 1 |  | 5 | 1.41 | 0.017235 | Modelled Flow Data Used & Depth Available | 97.2817 | 8
1873 | 2049 | 16924 | 10007849 | 196645 | DSRAN | Ranui Branch | Gravity | Pipe | Buried | OP | CONC | None | 1966-06-30 | 6.91 | 6.48 | dwg | WI | Transmission | Legacy | 2 |  |  | 4 | 381 | [5 empty] | 77110 | NA |  | 96.27 |  | WSL |  | Te Kawerau a Maki,Ngāti Whātua,Ngāti Whātua o Ōrākei,Ngāti Tamaoho,Ngāti Tamaterā,Te Ākitai Waiohua | 2 | 2 | 2 | 2016 | CCTV Footage Review Log South_Latest.xls | no | 1 | 3 | 2 | CCTV Available (0-10 Years Old) & Soil Type Available | 3.3542 | 3 | 2 | 1 | 3.5 | Property Parcels, Building Outlines | 1 |  | 5 | 1.41 | 0.017592 | Modelled Flow Data Used & Depth Available | 96.2696 | 8
1872 | 2048 | 16923 | 10007848 | 196686 | DSRAN | Ranui Branch | Gravity | Pipe | Buried | OP | CONC | None | 1966-06-30 | 6.48 | 6.09 | dwg | WI | Transmission | Legacy | 2 |  |  | 4 | 381 | [5 empty] | 77109 | NA |  | 87.66 |  | WSL |  | Te Kawerau a Maki,Ngāti Whātua,Ngāti Whātua o Ōrākei,Ngāti Tamaoho,Ngāti Tamaterā,Te Ākitai Waiohua | 2 | 2 | 2 | 2016 | CCTV Footage Review Log South_Latest.xls | no | 1 | 3 | 2 | CCTV Available (0-10 Years Old) & Soil Type Available | 3.3541 | 3 | 2 | 1 | 3.5 | Property Parcels, Building Outlines | 1 |  | 5 | 1.41 | 0.017785 | Modelled Flow Data Used & Depth Available | 87.6612 | 8
1405 | 1501 | 16921 | 10007846 | 196532 | DSRAN | Ranui Branch | Gravity | Pipe | Buried | OP | CONC | None | 1966-06-30 | 5.66 | 4.9 | dwg | WI | Transmission | DU0206 | 2 |  |  | 4 | 381 | [5 empty] | 77107 | NA |  | 176.92 |  | WSL |  | Te Kawerau a Maki,Ngāti Whātua,Ngāti Whātua o Ōrākei,Ngāti Tamaoho,Ngāti Tamaterā,Te Ākitai Waiohua | 2 | 2 | 2 | 2016 | CCTV Footage Review Log South_Latest.xls | no | 1 | 3 | 2 | CCTV Available (0-10 Years Old) & Soil Type Available | 3.3539 | 3 | 2 | 1 | 3.5 | Property Parcels, Building Outlines | 1 |  | 5 | 1.41 | 0.018046 | Modelled Flow Data Used & Depth Available | 176.9244 | 8
1870 | 2046 | 16897 | 10007847 | 196794 | DSRAN | Ranui Branch | Gravity | Pipe | Buried | OP | CONC | None | 1966-06-30 | 6.09 | 5.66 | dwg | WI | Transmission | Legacy | 2 |  |  | 4 | 381 | [5 empty] | 77108 | NA |  | 94.57 |  | WSL |  | Te Kawerau a Maki,Ngāti Whātua,Ngāti Whātua o Ōrākei,Ngāti Tamaoho,Ngāti Tamaterā,Te Ākitai Waiohua | 3 | 3 | 3 | 2016 | CCTV Footage Review Log South_Latest.xls | no | 1 | 3 | 2 | CCTV Available (0-10 Years Old) & Soil Type Available | 3.3539 | 3 | 2 | 1 | 3.5 | Property Parcels, Building Outlines | 1 |  | 5 | 1.41 | 0.018052 | Modelled Flow Data Used & Depth Available | 94.5701 | 14
1222 | 1302 | 17148 | 10007845 | 196644 | DSRAN | Ranui Branch | Gravity | Pipe | Buried | OP | CONC | None | 1966-06-30 | 4.9 | 4.59 | dwg | WI | Transmission | Legacy | 2 |  |  | 4 | 381 | [5 empty] | 77105 | NA |  | 75 |  | WSL |  | Te Kawerau a Maki,Ngāti Whātua,Ngāti Whātua o Ōrākei,Ngāti Tamaoho,Ngāti Tamaterā,Te Ākitai Waiohua | 3 | 3 | 3 | 2016 | CCTV Footage Review Log South_Latest.xls | no | 1 | 3 | 2 | CCTV Available (0-10 Years Old) & Soil Type Available | 3.3538 | 3 | 2 | 1 | 3.5 | Property Parcels, Building Outlines | 1 |  | 5 | 1.41 | 0.018146 | Modelled Flow Data Used & Depth Available | 74.9962 | 14
1380 | 1474 | 16721 | 10005757 | 194510 | DSGLE | Glen Eden Branch | Gravity | Pipe | Buried | OP | CONC | None | 1965-06-30 | 25.92 | 25.1 | dwg | WI | Transmission | Legacy | 2 |  |  | 4 | 375 | [5 empty] | 75248 | NA |  | 131.57 |  | WSL |  | Te Kawerau a Maki,Ngāti Whātua,Ngāti Whātua o Ōrākei,Ngāti Tamaoho,Ngāti Tamaterā,Te Ākitai Waiohua | 2 | 2 | 2 | 2011 | te puna wai | no | 1 | 3 | 2 | CCTV Available (10-20 Years Old) & Soil Type Available | 3.3536 | 3 | 2 | 1 | 3.5 | Property Parcels, Building Outlines | 1 |  | 5 | 1.41 | 0.018503 | Modelled Flow Data Used & Depth Available | 131.5658 | 8
1378 | 1472 | 16719 | 10005755 | 194657 | DSGLE | Glen Eden Branch | Gravity | Pipe | Buried | OP | CONC | None | 1965-06-30 | 24.53 | 23.98 | dwg | WI | Transmission | Legacy | 2 |  |  | 4 | 375 | [5 empty] | 75246 | NA |  | 88.36 |  | WSL |  | Te Kawerau a Maki,Ngāti Whātua,Ngāti Whātua o Ōrākei,Ngāti Tamaoho,Ngāti Tamaterā,Te Ākitai Waiohua | 2 | 2 | 2 | 2011 | te puna wai | no | 1 | 3 | 2 | CCTV Available (10-20 Years Old) & Soil Type Available | 3.3532 | 3 | 2 | 1 | 3.5 | Property Parcels, Building Outlines | 1 |  | 5 | 1.41 | 0.019259 | Modelled Flow Data Used & Depth Available | 88.3628 | 8
1379 | 1473 | 16720 | 10005756 | 195164 | DSGLE | Glen Eden Branch | Gravity | Pipe | Buried | OP | CONC | None | 1965-06-30 | 25.1 | 24.53 | dwg | WI | Transmission | Legacy | 2 |  |  | 4 | 375 | [5 empty] | 75247 | NA |  | 93.88 |  | WSL |  | Te Kawerau a Maki,Ngāti Whātua,Ngāti Whātua o Ōrākei,Ngāti Tamaoho,Ngāti Tamaterā,Te Ākitai Waiohua | 2.48 | 2 | 2 | 2011 | te puna wai | no | 5 | 3 | 2 | CCTV Available (10-20 Years Old) & Soil Type Available | 3.3532 | 3 | 2 | 1 | 3.5 | Property Parcels, Building Outlines | 1 |  | 5 | 1.41 | 0.019262 | Modelled Flow Data Used & Depth Available | 93.8788 | 8
27 | 29 | 17018 | 10005961 | 195466 | DSHIN | Howick Interceptor | Gravity | Pipe | Buried | OP | CONC | None | 1964-06-30 | 11.27 | 10.86 | dwg | HI | Transmission | Legacy | 1 |  |  | 4 | 600 | [5 empty] | 75438 | NA |  | 102.58 |  | WSL |  | Waikato,Ngāti Maru,Ngāti Tamaoho,Ngāti Whanaunga,Ngāti Tamaterā,Ngāti Pāoa,Ngāi Tai ki Tāmaki,Ngāti Hako,Te Ākitai Waiohua | 2 | 2 | 2 | 2015 | CCTV Footage Review Log South_Latest.xls | no | 1 | 3 | 2 | CCTV Available (0-10 Years Old) & Soil Type Available | 3.3527 | 3 | 3 | 3 | 3.5 | Property Parcels, Building Outlines | 1 |  | 1 | 1.395 | 0.065051 | Modelled Flow Data Used & Depth Available | 102.5767 | 8
1517 | 1630 | 16825 | 10008470 | 196904 | DSSWN | Swanson Branch | Gravity | Pipe | Buried | OP | CONC | None | 1965-06-30 | -3.49 | -3.52 | dwg | WI | Transmission | Legacy | 2 |  |  | 4 | 1050 | [5 empty] | 77733 | NA |  | 21.39 |  | WSL |  | Te Kawerau a Maki,Ngāti Whātua,Ngāti Whātua o Ōrākei,Ngāti Tamaoho,Ngāti Tamaterā,Te Ākitai Waiohua | 1.92 | 2 |  |  |  | no | 1 | 3 | 2 | CCTV NOT Available or Over 30 Years Old & Soil Type Available | 3.3527 | 3 | 4 | 4 | 2.5 | Property Parcels | 1 |  | 5 | 1.295 | 0.15152 | Modelled Flow Data Used & Depth Available | 21.3853 | 8
34 | 36 | 16147 | 10005954 | 194784 | DSHIN | Howick Interceptor | Gravity | Pipe | Buried | OP | CONC | None | 1964-06-30 | 9.43 | 9.04 | dwg | HI | Transmission | Legacy | 1 |  |  | 4 | 600 | [5 empty] | 75431 | NA |  | 86.97 |  | WSL |  | Waikato,Ngāti Maru,Ngāti Tamaoho,Ngāti Whanaunga,Ngāti Tamaterā,Ngāti Pāoa,Ngāi Tai ki Tāmaki,Ngāti Hako,Te Ākitai Waiohua | 3 | 3 | 3 | 2015 | CCTV Footage Review Log South_Latest.xls | no | 1 | 3 | 2 | CCTV Available (0-10 Years Old) & Soil Type Available | 3.3527 | 3 | 3 | 3 | 3.5 | Property Parcels, Building Outlines | 1 |  | 1 | 1.395 | 0.064485 | Modelled Flow Data Used & Depth Available | 86.9659 | 14
330 | 342 | 15687 | 10008014 | 197022 | DSSIN | Southern Interceptor | Gravity | Pipe | Buried | OP | CONC | None | 1965-06-30 | 4.19 | 3.85 | dwg | SI | Transmission | Legacy | 1 |  |  | 4 | 750 | [5 empty] | 77353 | NA |  | 108.83 |  | WSL |  | Waikato,Ngāti Maru,Ngāti Tamaoho,Ngāti Whanaunga,Ngāti Tamaterā,Ngāti Pāoa,Ngāi Tai ki Tāmaki,Ngāti Hako,Te Ākitai Waiohua | 2.39 | 2 | 2 | 2019 | CCTV Footage Review Log South_Latest.xls | no | 5 | 3 | 2 | CCTV Available (0-10 Years Old) & Soil Type Available | 3.352 | 3 | 3 | 3 | 3.5 | Property Parcels, Building Outlines | 1 |  | 1 | 1.395 | 0.060141 | Modelled Flow Data Used & Depth Available | 108.831 | 8
809 | 849 | 15435 | 10006256 | 195235 | DSLYF | Lynfield Branch | Gravity | Pipe | Buried | OP | CONC | None | 1965-06-30 | 21.38 | 20.58 | dwg | WI | Transmission | Legacy | 2 |  |  | 4 | 375 | [5 empty] | 75655 | NA |  | 78.94 |  | WSL |  | Waikato,Te Kawerau a Maki,Ngāti Whātua,Ngāti Maru,Ngāti Whātua o Ōrākei,Ngāti Tamaoho,Ngāti Tamaterā,Ngāi Tai ki Tāmaki,Ngāti Hako,Te Ākitai Waiohua | 2.39 | 2 | 2 | 2018 | CCTV Footage Review Log South_Latest.xls | no | 5 | 3 | 2 | CCTV Available (0-10 Years Old) & Soil Type Available | 3.3519 | 3 | 2 | 1 | 3.5 | Property Parcels, Building Outlines | 1 |  | 5 | 1.41 | 0.021318 | Modelled Flow Data Used & Depth Available | 78.9369 | 8
810 | 850 | 15436 | 10006257 | 195765 | DSLYF | Lynfield Branch | Gravity | Pipe | Buried | OP | CONC | None | 1965-06-30 | 22.11 | 21.38 | dwg | WI | Transmission | Legacy | 2 |  |  | 4 | 375 | [5 empty] | 75656 | NA |  | 67.64 |  | WSL |  | Waikato,Te Kawerau a Maki,Ngāti Whātua,Ngāti Maru,Ngāti Whātua o Ōrākei,Ngāti Tamaoho,Ngāti Tamaterā,Ngāi Tai ki Tāmaki,Ngāti Hako,Te Ākitai Waiohua | 2.39 | 2 | 2 | 2018 | CCTV Footage Review Log South_Latest.xls | no | 5 | 3 | 2 | CCTV Available (0-10 Years Old) & Soil Type Available | 3.3518 | 3 | 2 | 1 | 3.5 | Property Parcels, Building Outlines | 1 |  | 5 | 1.41 | 0.021382 | Modelled Flow Data Used & Depth Available | 67.6407 | 8
1682 | 1833 | 15614 | 10005045 | 193669 | DSB9D | Branch 9 Diversion | Gravity | Pipe | Buried | OP | CONC | None | 1959-06-30 | 33.65 | 33.29 | dwg | WI | Transmission | Legacy | 2 |  |  | 4 | 635 | [5 empty] | 74550 | NA |  | 89.3 |  | WSL |  | Waikato,Te Kawerau a Maki,Ngāti Whātua,Ngāti Maru,Ngāti Whātua o Ōrākei,Ngāti Tamaoho,Ngāti Tamaterā,Ngāi Tai ki Tāmaki,Ngāti Hako,Te Ākitai Waiohua | 2.24 | 2 | 2 | 2016 | te puna wai | no | 1 | 1 | 3 | CCTV Available (0-10 Years Old) & Soil Type Available | 3.3514 | 3 | 3 | 3 | 3.5 | Property Parcels, Building Outlines | 1 |  | 1 | 1.395 | 0.056255 | Modelled Flow Data Used & Depth Available | 89.2972 | 8
1688 | 1839 | 15186 | 10004577 | 193549 | DSB09 | Branch 9 Mt Roskill | Gravity | Pipe | Buried | OP | CONC | None | 1992-07-01 | 34.24 | 34.06 | dwg | WI | Transmission | Legacy | 2 |  |  | 4 | 600 | [5 empty] | 74281 | NA |  | 26.88 |  | WSL |  | Waikato,Te Kawerau a Maki,Ngāti Whātua,Ngāti Maru,Ngāti Whātua o Ōrākei,Ngāti Tamaoho,Ngāti Tamaterā,Ngāi Tai ki Tāmaki,Ngāti Hako,Te Ākitai Waiohua | 2 | 2 | 2 | 2016 | CCTV Footage Review Log South_Latest.xls | no | 5 | 1 | 1 | CCTV Available (0-10 Years Old) & Soil Type Available | 3.3513 | 3 | 3 | 3 | 3.5 | Property Parcels, Building Outlines | 1 |  | 1 | 1.395 | 0.055853 | Modelled Flow Data Used & Depth Available | 26.8761 | 8
1684 | 1835 | 15187 | 10004652 | 193677 | DSB09 | Branch 9 Mt Roskill | Gravity | Pipe | Buried | OP | CONC | None | 1992-07-01 | 34.06 | 33.98 | dwg | WI | Transmission | Legacy | 2 |  |  | 4 | 600 | [5 empty] | 74280 | NA |  | 18.92 |  | WSL |  | Waikato,Te Kawerau a Maki,Ngāti Whātua,Ngāti Maru,Ngāti Whātua o Ōrākei,Ngāti Tamaoho,Ngāti Tamaterā,Ngāi Tai ki Tāmaki,Ngāti Hako,Te Ākitai Waiohua | 3 | 3 | 3 | 2007 | te puna wai | no | 5 | 1 | 1 | CCTV Available (10-20 Years Old) & Soil Type Available | 3.3513 | 3 | 3 | 3 | 3.5 | Property Parcels, Building Outlines | 1 |  | 1 | 1.395 | 0.055853 | Modelled Flow Data Used & Depth Available | 18.9196 | 14
697 | 730 | 15152 | 10004580 | 193642 | DSB09 | Branch 9 Mt Roskill | Gravity | Pipe | Buried | OP | CONC | None | 1946-06-30 | 35.15 | 34.9 | dwg | WI | Transmission | Legacy | 2 |  |  | 4 | 600 | [5 empty] | 74284 | NA |  | 43.16 |  | WSL |  | Waikato,Te Kawerau a Maki,Ngāti Whātua,Ngāti Maru,Ngāti Whātua o Ōrākei,Ngāti Tamaoho,Ngāti Tamaterā,Ngāi Tai ki Tāmaki,Ngāti Hako,Te Ākitai Waiohua | 3 | 3 | 3 | 2013 | te puna wai | no | 1 | 1 | 3 | CCTV Available (10-20 Years Old) & Soil Type Available | 3.3513 | 3 | 3 | 3 | 3.5 | Property Parcels, Building Outlines | 1 |  | 1 | 1.395 | 0.055827 | Modelled Flow Data Used & Depth Available | 43.1583 | 14
906 | 956 | 16343 | 10005057 | 193695 | DSBBH | Bucklands Beach Branch | Gravity | Pipe | Buried | OP | CONC | None | 1966-06-30 | 9.73 | 9.21 | dwg | HI | Transmission | Legacy | 2 |  |  | 4 | 600 | [5 empty] | 74576 | NA |  | 114.45 |  | WSL |  | Waikato,Ngāti Maru,Ngāti Tamaoho,Ngāti Whanaunga,Ngāti Tamaterā,Ngāti Pāoa,Ngāi Tai ki Tāmaki,Ngāti Hako,Te Ākitai Waiohua | 2 | 2 | 2 | 2018 | te puna wai | no | 1 | 1 | 2 | CCTV Available (0-10 Years Old) & Soil Type Available | 3.3512 | 3 | 3 | 3 | 3.5 | Property Parcels, Building Outlines | 1 |  | 1 | 1.395 | 0.055515 | Modelled Flow Data Used & Depth Available | 114.451 | 8
2069 | 2270 | 17179 | 10005748 | 195162 | DSGLE | Glen Eden Branch | Gravity | Pipe | Buried | OP | CONC | None | 1965-06-30 | 21.27 | 20.9 | dwg | WI | Transmission | Legacy | 2 |  |  | 4 | 375 | [5 empty] | 75239 | NA |  | 64.07 |  | WSL |  | Te Kawerau a Maki,Ngāti Whātua,Ngāti Whātua o Ōrākei,Ngāti Tamaoho,Ngāti Tamaterā,Te Ākitai Waiohua | 2 | 2 | 2 | 2011 | te puna wai | no | 1 | 3 | 2 | CCTV Available (10-20 Years Old) & Soil Type Available | 3.3511 | 3 | 2 | 1 | 3.5 | Property Parcels, Building Outlines | 1 |  | 5 | 1.41 | 0.022595 | Modelled Flow Data Used & Depth Available | 64.07 | 8
1373 | 1467 | 16714 | 10005750 | 195012 | DSGLE | Glen Eden Branch | Gravity | Pipe | Buried | OP | CONC | None | 1965-06-30 | 21.83 | 21.52 | dwg | WI | Transmission | Legacy | 2 |  |  | 4 | 375 | [5 empty] | 75241 | NA |  | 41.87 |  | WSL |  | Te Kawerau a Maki,Ngāti Whātua,Ngāti Whātua o Ōrākei,Ngāti Tamaoho,Ngāti Tamaterā,Te Ākitai Waiohua | 2 | 2 | 2 | 2011 | te puna wai | no | 1 | 3 | 2 | CCTV Available (10-20 Years Old) & Soil Type Available | 3.3511 | 3 | 2 | 1 | 3.5 | Property Parcels, Building Outlines | 1 |  | 5 | 1.41 | 0.022599 | Modelled Flow Data Used & Depth Available | 41.8691 | 8
334 | 346 | 15695 | 10008019 | 196725 | DSSIN | Southern Interceptor | Gravity | Pipe | Buried | OP | CONC | None | 1965-06-30 | 4.89 | 4.66 | dwg | SI | Transmission | Legacy | 1 |  |  | 4 | 750 | [5 empty] | 77357 | NA |  | 119.3 |  | WSL |  | Waikato,Ngāti Maru,Ngāti Tamaoho,Ngāti Whanaunga,Ngāti Tamaterā,Ngāti Pāoa,Ngāi Tai ki Tāmaki,Ngāti Hako,Te Ākitai Waiohua | 2 | 2 | 2 | 2019 | CCTV Footage Review Log South_Latest.xls | no | 1 | 3 | 2 | CCTV Available (0-10 Years Old) & Soil Type Available | 3.351 | 3 | 3 | 3 | 3.5 | Property Parcels, Building Outlines | 1 |  | 1 | 1.395 | 0.05399 | Modelled Flow Data Used & Depth Available | 119.296 | 8
905 | 955 | 16344 | 10005058 | 193888 | DSBBH | Bucklands Beach Branch | Gravity | Pipe | Buried | OP | CONC | None | 1966-06-30 | 10.01 | 9.73 | dwg | HI | Transmission | Legacy | 2 |  |  | 4 | 600 | [5 empty] | 74577 | NA |  | 92.96 |  | WSL |  | Waikato,Ngāti Maru,Ngāti Tamaoho,Ngāti Whanaunga,Ngāti Tamaterā,Ngāti Pāoa,Ngāi Tai ki Tāmaki,Ngāti Hako,Te Ākitai Waiohua | 2 | 2 | 2 | 2018 | te puna wai | no | 1 | 1 | 2 | CCTV Available (0-10 Years Old) & Soil Type Available | 3.351 | 3 | 3 | 3 | 3.5 | Property Parcels, Building Outlines | 1 |  | 1 | 1.395 | 0.053958 | Modelled Flow Data Used & Depth Available | 92.9642 | 8
2067 | 2268 | 17084 | 10005746 | 195011 | DSGLE | Glen Eden Branch | Gravity | Pipe | Buried | OP | CONC | None | 1965-06-30 | 20.53 | 20.1 | dwg | WI | Transmission | Legacy | 2 |  |  | 4 | 375 | [5 empty] | 75237 | NA |  | 80.78 |  | WSL |  | Te Kawerau a Maki,Ngāti Whātua,Ngāti Whātua o Ōrākei,Ngāti Tamaoho,Ngāti Tamaterā,Te Ākitai Waiohua | 2 | 2 | 2 | 2011 | te puna wai | no | 1 | 3 | 2 | CCTV Available (10-20 Years Old) & Soil Type Available | 3.351 | 3 | 2 | 1 | 3.5 | Property Parcels, Building Outlines | 1 |  | 5 | 1.41 | 0.022798 | Modelled Flow Data Used & Depth Available | 80.7807 | 8
1687 | 1838 | 16384 | 10005099 | 193963 | DSBBH | Bucklands Beach Branch | Gravity | Pipe | Buried | OP | CONC | None | 1966-06-30 | -2.18 | -2.32 | dwg | HI | Transmission | Legacy | 2 |  |  | 4 | 381 | [5 empty] | 74619 | NA |  | 55.49 |  | WSL |  | Waikato,Ngāti Maru,Ngāti Tamaoho,Te Patukirikiri,Ngāti Whanaunga,Ngāti Tamaterā,Ngāti Pāoa,Ngāi Tai ki Tāmaki,Ngāti Hako,Te Ākitai Waiohua | 1.92 | 2 |  |  |  | no | 1 | 3 | 2 | CCTV NOT Available or Over 30 Years Old & Soil Type Available | 3.3509 | 3 | 1 | 1 | 3.5 | Property Parcels, Building Outlines | 1 |  | 5 | 1.41 | 0.010347 | Modelled Flow Data Used & Depth Available | 55.4891 | 8
903 | 953 | 16346 | 10005060 | 194134 | DSBBH | Bucklands Beach Branch | Gravity | Pipe | Buried | OP | CONC | None | 1966-06-30 | 10.55 | 10.32 | dwg | HI | Transmission | Legacy | 2 |  |  | 4 | 600 | [5 empty] | 74579 | NA |  | 91.73 |  | WSL |  | Waikato,Ngāti Maru,Ngāti Tamaoho,Ngāti Whanaunga,Ngāti Tamaterā,Ngāti Pāoa,Ngāi Tai ki Tāmaki,Ngāti Hako,Te Ākitai Waiohua | 2 | 2 | 2 | 2018 | te puna wai | no | 1 | 1 | 2 | CCTV Available (0-10 Years Old) & Soil Type Available | 3.3507 | 3 | 3 | 3 | 3.5 | Property Parcels, Building Outlines | 1 |  | 1 | 1.395 | 0.052253 | Modelled Flow Data Used & Depth Available | 91.7326 | 8
1037 | 1097 | 16515 | 10009553 | 197835 | DSWSL | Westlynn Branch | Gravity | Pipe | Buried | OP | VC | None | 1958-06-30 | 4.28 | 4.07 | dwg | WI | Transmission | Legacy | 2 |  |  | 4 | 375 | [5 empty] | 78637 | NA |  | 97.57 |  | WSL |  | Waikato,Te Kawerau a Maki,Ngāti Whātua,Ngāti Whātua o Ōrākei,Ngāti Tamaoho,Ngāti Tamaterā,Te Ākitai Waiohua | 2.67 | 3 |  |  |  | no | 5 | 3 | 2 | CCTV NOT Available or Over 30 Years Old & Soil Type Available | 3.3507 | 3 | 1 | 1 | 3.5 | Property Parcels, Building Outlines | 1 |  | 5 | 1.41 | 0.010505 | Modelled Flow Data Used & Depth Available | 97.5685 | 14
3650 | 3924 | 912405 | 10090132 | 194316 | DSECB | East Coast Bays Branch Sewer TS7 | Gravity | Pipe | Buried | OP | CONC | None | 1965-01-01 |  |  | dwg | NI | Transmission | Legacy | 2 |  |  | 4 | 635 | [5 empty] | 64547 | NA |  | 49.27 |  | WSL |  | Te Kawerau a Maki,Ngāti Whātua,Ngāti Maru,Ngāti Whātua o Ōrākei,Ngāti Tamaoho,Ngāti Manuhiri,Te Patukirikiri,Ngāti Whanaunga,Ngāti Tamaterā,Ngāti Pāoa,Ngāi Tai ki Tāmaki,Ngāti Hako,Te Ākitai Waiohua | 3 | 3 | 3 | 2015 | te puna wai | no | 1 | 1 | 2 | CCTV Available (0-10 Years Old) & Soil Type Available | 3.3506 | 3 | 3 | 3 | 2.5 | Property Parcels | 4 | NZ River Lines | 1.5 | 1.385 | 0.134 | Modelled Flow Data Used & Depth Available | 49.2672 | 14
896 | 946 | 16353 | 10005067 | 193949 | DSBBH | Bucklands Beach Branch | Gravity | Pipe | Buried | OP | CONC | None | 1966-06-30 | 12.57 | 12.27 | dwg | HI | Transmission | Legacy | 2 |  |  | 4 | 600 | [5 empty] | 74586 | NA |  | 106.6 |  | WSL |  | Waikato,Ngāti Maru,Ngāti Tamaoho,Te Patukirikiri,Ngāti Whanaunga,Ngāti Tamaterā,Ngāti Pāoa,Ngāi Tai ki Tāmaki,Ngāti Hako,Te Ākitai Waiohua | 2 | 2 | 2 | 2018 | te puna wai | no | 1 | 1 | 2 | CCTV Available (0-10 Years Old) & Soil Type Available | 3.3505 | 3 | 3 | 3 | 3.5 | Property Parcels, Building Outlines | 1 |  | 1 | 1.395 | 0.051075 | Modelled Flow Data Used & Depth Available | 106.6043 | 8
1690 | 1842 | 16386 | 10005101 | 193718 | DSBBH | Bucklands Beach Branch | Gravity | Pipe | Tunnelled | OP | CONC | RIBLO | 1966-06-30 | -1.76 | -2.13 | dwg | HI | Transmission | Legacy | 2 |  |  | 4 | 375 | CCTV | CCTV | CCTV | CCTV | CONS | 74621 | NA |  | 128.4 | CCTV | WSL |  | Waikato,Ngāti Maru,Ngāti Tamaoho,Te Patukirikiri,Ngāti Whanaunga,Ngāti Tamaterā,Ngāti Pāoa,Ngāi Tai ki Tāmaki,Ngāti Hako,Te Ākitai Waiohua | 3 | 3 | 3 | 2014 | te puna wai | no | 1 | 3 | 1 | CCTV Available (0-10 Years Old) & Soil Type Available | 3.3496 | 3 | 1 | 1 | 3.5 | Property Parcels, Building Outlines, Safe Swim Beach | 1 |  | 5 | 1.41 | 0.011296 | Modelled Flow Data Used & Depth Available | 128.396 | 14
2171 | 2374 | 14979 | 10006763 | 195673 | DSONE | Onehunga Branch | Gravity | Pipe | Buried | OP | CONC | None | 1962-06-30 | 5.39 | 5.01 | dwg | WI | Transmission | Legacy | 2 |  |  | 4 | 675 | [5 empty] | 76076 | NA |  | 101.01 |  | WSL |  | Waikato,Te Kawerau a Maki,Ngāti Whātua,Ngāti Maru,Ngāti Whātua o Ōrākei,Ngāti Tamaoho,Ngāti Tamaterā,Ngāti Pāoa,Ngāi Tai ki Tāmaki,Ngāti Hako,Te Ākitai Waiohua | 2.24 | 2 | 2 | 2021 | CCTV Footage Review Log South_Latest.xls | yes | 1 | 1 | 3 | CCTV Available (0-10 Years Old) & Soil Type Available | 3.3495 | 3 | 3 | 3 | 3.5 | Property Parcels, Building Outlines | 1 | Aquifer - Onehunga Volcanic Aquifer | 1 | 1.395 | 0.04465 | Modelled Flow Data Used & Depth Available | 101.008 | 8
381 | 397 | 15697 | 10008022 | 197024 | DSSIN | Southern Interceptor | Gravity | Pipe | Buried | OP | CONC | None | 1965-06-30 | 8.23 | 7.82 | 0.1s | SI | Transmission | DC05043 | 1 |  |  | 4 | 675 | [5 empty] | 77360 | NA |  | 184.59 |  | WSL |  | Waikato,Ngāti Maru,Ngāti Tamaoho,Ngāti Whanaunga,Ngāti Tamaterā,Ngāti Pāoa,Ngāi Tai ki Tāmaki,Ngāti Hako,Te Ākitai Waiohua | 2 | 2 | 2 | 2019 | CCTV Footage Review Log South_Latest.xls | no | 1 | 3 | 2 | CCTV Available (0-10 Years Old) & Soil Type Available | 3.3494 | 3 | 3 | 3 | 3.5 | Property Parcels, Building Outlines | 1 |  | 1 | 1.395 | 0.043955 | Modelled Flow Data Used & Depth Available | 184.5937 | 8
1133 | 1195 | 15583 | 10004277 | 193170 | DSB05 | Branch 5 Herne Bay | Gravity | Pipe | Tunnelled | OP | VC | RIBL | 1912-06-30 | 7.43 | 7.09 | dwg | OM | Transmission | Legacy | 2 |  |  | 4 | 381 | [5 empty] | 74071 | NA |  | 237.12 |  | WSL |  | Te Kawerau a Maki,Ngāti Whātua,Ngāti Maru,Ngāti Whātua o Ōrākei,Ngāti Tamaoho,Te Patukirikiri,Ngāti Tamaterā,Ngāti Pāoa,Ngāi Tai ki Tāmaki,Ngāti Hako,Te Ākitai Waiohua | 2 | 2 | 2 | 2018 | CCTV Footage Review Log South_Latest.xls | no | 1 | 1 | 1 | CCTV Available (0-10 Years Old) & Soil Type Available | 3.3493 | 3 | 1 | 1 | 3.5 | Property Parcels, Building Outlines | 1 |  | 5 | 1.41 | 0.011512 | Modelled Flow Data Used & Depth Available | 237.1187 | 8
2755 | 2997 | 16245 | 10006529 | 195911 | DSMGS | Mangere South Branch | Gravity | Pipe | Buried | OP | CONC | None | 1964-06-30 | 8.02 | 7.57 | dwg | EI | Transmission | DC09028 | 2 |  |  | 4 | 375 | [5 empty] | 75844 | NA |  | 216.44 |  | WSL |  | Waikato,Te Kawerau a Maki,Ngāti Maru,Ngāti Whātua o Ōrākei,Ngāti Tamaoho,Ngāti Tamaterā,Ngāi Tai ki Tāmaki,Ngāti Hako,Te Ākitai Waiohua | 2 | 2 | 2 | 2003 | te puna wai | yes | 1 | 3 | 2 | CCTV Available (20-30 Years Old) & Soil Type Available | 3.3479 | 3 | 1 | 1 | 3.5 | Property Parcels, Building Outlines | 1 |  | 5 | 1.41 | 0.012522 | Modelled Flow Data Used & Depth Available | 216.4409 | 8
1419 | 1516 | 16982 | 10007784 | 196675 | DSPPW | Papatoetoe West Branch | Gravity | Pipe | Buried | OP | CONC | None | 1960-06-30 | 11.67 | 11.52 | dwg | SI | Transmission | Legacy | 2 |  |  | 4 | 381 | [5 empty] | 77060 | NA |  | 65.12 |  | WSL |  | Waikato,Te Kawerau a Maki,Ngāti Maru,Ngāti Tamaoho,Ngāti Tamaterā,Ngāi Tai ki Tāmaki,Ngāti Hako,Te Ākitai Waiohua | 2.99 | 3 | 2 | 2012 | te puna wai | no | 5 | 3 | 3 | CCTV Available (10-20 Years Old) & Soil Type Available | 3.3472 | 3 | 1 | 1 | 3.5 | Property Parcels, Building Outlines | 1 |  | 5 | 1.41 | 0.013069 | Modelled Flow Data Used & Depth Available | 65.1248 | 14
1714 | 1867 | 17159 | 10005866 | 194916 | DSGRM | Greenmount Branch | Gravity | Pipe | Buried | OP | CONC | None | 1997-06-30 | 15.04 | 14.4 | dwg | TE | Transmission | Legacy | 2 |  |  | 4 | 390 | [5 empty] | 75319 | NA |  | 156.48 |  | WSL |  | Waikato,Ngāti Maru,Ngāti Tamaoho,Ngāti Whanaunga,Ngāti Tamaterā,Ngāti Pāoa,Ngāi Tai ki Tāmaki,Ngāti Hako,Te Ākitai Waiohua | 2 | 2 | 2 | 2014 | te puna wai | no | 5 | 3 | 1 | CCTV Available (0-10 Years Old) & Soil Type Available | 3.347 | 3 | 1 | 1 | 3.5 | Property Parcels, Building Outlines | 1 |  | 5 | 1.41 | 0.01321 | Modelled Flow Data Used & Depth Available | 156.4774 | 8
1718 | 1873 | 17161 | 10005868 | 194763 | DSGRM | Greenmount Branch | Gravity | Pipe | Buried | OP | CONC | None | 1997-06-30 | 16.02 | 15.47 | dwg | TE | Transmission | Legacy | 2 |  |  | 4 | 390 | [5 empty] | 75321 | NA |  | 162.95 |  | WSL |  | Waikato,Ngāti Maru,Ngāti Tamaoho,Ngāti Whanaunga,Ngāti Tamaterā,Ngāti Pāoa,Ngāi Tai ki Tāmaki,Ngāti Hako,Te Ākitai Waiohua | 2 | 2 | 2 | 2014 | te puna wai | no | 3 | 3 | 1 | CCTV Available (0-10 Years Old) & Soil Type Available | 3.347 | 3 | 1 | 1 | 3.5 | Property Parcels, Building Outlines | 1 |  | 5 | 1.41 | 0.013217 | Modelled Flow Data Used & Depth Available | 162.9455 | 8
1096 | 1156 | 16840 | 10005665 | 194487 | DSGLE | Glen Eden Branch | Gravity | Pipe | Buried | OP | CONC | None | 1965-06-30 | 32.42 | 31.93 | 1.0g | WI | Transmission | GP07056 | 2 |  |  | 4 | 300 | [5 empty] | 75265 | NA |  | 80.11 |  | WSL |  | Waikato,Te Kawerau a Maki,Ngāti Whātua,Ngāti Whātua o Ōrākei,Ngāti Tamaoho,Ngāti Tamaterā,Te Ākitai Waiohua | 3 | 3 | 3 | 2011 | te puna wai | no | 5 | 3 | 2 | CCTV Available (10-20 Years Old) & Soil Type Available | 3.3469 | 3 | 1 | 1 | 3.5 | Property Parcels, Building Outlines | 1 |  | 5 | 1.41 | 0.013281 | Modelled Flow Data Used & Depth Available | 80.1059 | 14
1220 | 1297 | 17108 | 10006247 | 195234 | DSLWC | Lawsons Creek Branch | Gravity | Pipe | Buried | OP | AC | None | 1968-06-30 | 7.43 | 7.01 | dwg | WI | Transmission | Legacy | 2 |  |  | 4 | 375 | [5 empty] | 75641 | NA |  | 138.56 |  | WSL |  | Te Kawerau a Maki,Ngāti Whātua,Ngāti Maru,Ngāti Whātua o Ōrākei,Ngāti Tamaoho,Ngāti Tamaterā,Ngāti Hako,Te Ākitai Waiohua | 3.59 | 4 | 3 | 2012 | te puna wai | no | 1 | 1 | 5 | CCTV Available (10-20 Years Old) & Soil Type Available | 3.3468 | 3 | 1 | 1 | 3.5 | Property Parcels, Building Outlines | 1 |  | 5 | 1.41 | 0.013304 | Modelled Flow Data Used & Depth Available | 138.5571 | 18
819 | 859 | 15445 | 10006262 | 195087 | DSLYF | Lynfield Branch | Gravity | Pipe | Buried | OP | CONC | None | 1965-06-30 | 26.35 | 25.45 | dwg | WI | Transmission | Legacy | 2 |  |  | 4 | 300 | [5 empty] | 75661 | NA |  | 70.73 |  | WSL |  | Waikato,Te Kawerau a Maki,Ngāti Whātua,Ngāti Maru,Ngāti Whātua o Ōrākei,Ngāti Tamaoho,Ngāti Tamaterā,Ngāi Tai ki Tāmaki,Ngāti Hako,Te Ākitai Waiohua | 2 | 2 | 2 | 2018 | CCTV Footage Review Log South_Latest.xls | no | 1 | 3 | 2 | CCTV Available (0-10 Years Old) & Soil Type Available | 3.3464 | 3 | 1 | 1 | 3.5 | Building Outlines | 1 |  | 5 | 1.41 | 0.013638 | Modelled Flow Data Used & Depth Available | 70.7296 | 8
1423 | 1520 | 16853 | 10008476 | 197052 | DSSWN | Swanson Branch | Gravity | Pipe | Buried | OP | CONC | None | 1965-06-30 | -2.49 | -2.71 | dwg | WI | Transmission | Legacy | 2 |  |  | 4 | 1054 | [5 empty] | 77739 | NA |  | 139.82 |  | WSL |  | Te Kawerau a Maki,Ngāti Whātua,Ngāti Whātua o Ōrākei,Ngāti Tamaoho,Ngāti Tamaterā,Te Ākitai Waiohua | 3 | 3 | 3 | 2000 | te puna wai | no | 5 | 1 | 2 | CCTV Available (20-30 Years Old) & Soil Type Available | 3.3462 | 3 | 4 | 4 | 2.5 | Property Parcels, Building Outlines | 1 |  | 5 | 1.295 | 0.14537 | Modelled Flow Data Used & Depth Available | 139.8188 | 14
1720 | 1875 | 17157 | 10005864 | 194762 | DSGRM | Greenmount Branch | Gravity | Pipe | Buried | OP | CONC | None | 1997-06-30 | 14.07 | 13.38 | dwg | TE | Transmission | Legacy | 2 |  |  | 4 | 390 | [5 empty] | 75317 | NA |  | 145.96 |  | WSL |  | Waikato,Ngāti Maru,Ngāti Tamaoho,Ngāti Whanaunga,Ngāti Tamaterā,Ngāti Pāoa,Ngāi Tai ki Tāmaki,Ngāti Hako,Te Ākitai Waiohua | 2 | 2 | 2 | 2014 | te puna wai | no | 1 | 1 | 1 | CCTV Available (0-10 Years Old) & Soil Type Available | 3.3462 | 3 | 1 | 1 | 3.5 | Property Parcels, Building Outlines | 1 |  | 5 | 1.41 | 0.013761 | Modelled Flow Data Used & Depth Available | 145.9579 | 8
1422 | 1519 | 16852 | 10008475 | 197569 | DSSWN | Swanson Branch | Gravity | Pipe | Buried | OP | CONC | None | 1965-06-30 | -2.71 | -2.93 | dwg | WI | Transmission | Legacy | 2 |  |  | 4 | 1050 | [5 empty] | 77738 | NA |  | 160.24 |  | WSL |  | Te Kawerau a Maki,Ngāti Whātua,Ngāti Whātua o Ōrākei,Ngāti Tamaoho,Ngāti Tamaterā,Te Ākitai Waiohua | 3 | 3 | 3 | 2005 | te puna wai | no | 5 | 1 | 2 | CCTV Available (10-20 Years Old) & Soil Type Available | 3.3459 | 3 | 4 | 4 | 2.5 | Property Parcels, Building Outlines | 1 |  | 5 | 1.295 | 0.14502 | Modelled Flow Data Used & Depth Available | 160.2361 | 14
3613 | 3886 | 930874 | 10088261 | 195513 | DSMFD | Milford Branch Sewer TS6 | Gravity | Pipe | Buried | OP | CONC | None | 1961-01-01 |  |  | dwg | NI | Transmission | Legacy | 2 |  |  | 4 | 635 | [5 empty] | 65054 | NA |  | 129.53 |  | WSL |  | Te Kawerau a Maki,Ngāti Whātua,Ngāti Maru,Ngāti Whātua o Ōrākei,Ngāti Tamaoho,Ngāti Manuhiri,Te Patukirikiri,Ngāti Whanaunga,Ngāti Tamaterā,Ngāti Pāoa,Ngāi Tai ki Tāmaki,Ngāti Hako,Te Ākitai Waiohua | 2.25 | 2 | 1 | 2015 | te puna wai | no | 5 | 1 | 3 | CCTV Available (0-10 Years Old) & Soil Type Available | 3.3457 | 3 | 3 | 3 | 2.5 | Property Parcels, Public Park & Sports Area | 4 | NZ River Lines | 1.5 | 1.385 | 0.10567 | Modelled Flow Data Used & Depth Available | 129.5255 | 8
2990 | 3250 | 910736 | 10089251 | 193489 | DSALW | Albany West Branch Sewer TS25 | Gravity | Pipe | Buried | OP | CONC | None | 1992-07-01 |  |  | dwg | NI | Transmission | Legacy | 2 |  |  | 4 | 724 | [5 empty] | 64052 | NA |  | 38.75 |  | WSL |  | Te Kawerau a Maki,Ngāti Whātua,Ngāti Maru,Ngāti Whātua o Kaipara,Ngāti Whātua o Ōrākei,Ngāti Tamaoho,Ngāti Manuhiri,Ngāti Whanaunga,Ngāti Tamaterā,Ngāti Pāoa,Ngāi Tai ki Tāmaki,Ngāti Hako,Te Ākitai Waiohua | 1.21 | 1 |  |  |  | no | 1 | 3 | 1 | CCTV NOT Available or Over 30 Years Old & Soil Type Available | 3.3455 | 3 | 3 | 3 | 2.5 | Property Parcels | 4 | NZ River Lines | 1.5 | 1.385 | 0.10413 | Modelled Flow Data Used & Depth Available | 38.7468 | 4
2296 | 2507 | 14941 | 10006813 | 195835 | DSONE | Onehunga Branch | Gravity | Pipe | Buried | OP | CONC | None | 1962-06-30 | 22.87 | 22.15 | dwg | WI | Transmission | Legacy | 2 |  |  | 4 | 375 | [5 empty] | 76127 | NA |  | 238.09 |  | WSL |  | Waikato,Te Kawerau a Maki,Ngāti Whātua,Ngāti Maru,Ngāti Whātua o Ōrākei,Ngāti Tamaoho,Ngāti Tamaterā,Ngāti Pāoa,Ngāi Tai ki Tāmaki,Ngāti Hako,Te Ākitai Waiohua | 2.24 | 2 | 2 | 2021 | CCTV Footage Review Log South_Latest.xls | yes | 1 | 1 | 3 | CCTV Available (0-10 Years Old) & Soil Type Available | 3.3453 | 3 | 1 | 1 | 3.5 | Property Parcels, Building Outlines | 1 |  | 5 | 1.41 | 0.014465 | Modelled Flow Data Used & Depth Available | 238.0918 | 8
974 | 1029 | 16029 | 10007267 | 195959 | DSOTB | Otara Branch | Gravity | Pipe | Buried | OP | CONC | None | 1961-06-30 | 8.19 | 8.02 | dwg | SI | Transmission | Legacy | 2 |  |  | 4 | 300 | [5 empty] | 76446 | NA |  | 77.51 |  | WSL |  | Waikato,Te Kawerau a Maki,Ngāti Maru,Ngāti Tamaoho,Ngāti Whanaunga,Ngāti Tamaterā,Ngāti Pāoa,Ngāi Tai ki Tāmaki,Ngāti Hako,Te Ākitai Waiohua | 2.67 | 3 | 2 | 2016 | CCTV Footage Review Log South_Latest.xls | no | 5 | 1 | 3 | CCTV Available (0-10 Years Old) & Soil Type Available | 3.3437 | 3 | 1 | 1 | 3.5 | Property Parcels, Building Outlines | 1 |  | 5 | 1.41 | 0.015594 | Modelled Flow Data Used & Depth Available | 77.5073 | 14
2393 | 2604 | 17038 | 10007265 | 196456 | DSOTB | Otara Branch | Gravity | Pipe | Buried | OP | CONC | None | 1961-06-30 | 7.66 | 7.41 | dwg | SI | Transmission | Legacy | 2 |  |  | 4 | 300 | [5 empty] | 76444 | NA |  | 34.08 |  | WSL |  | Waikato,Te Kawerau a Maki,Ngāti Maru,Ngāti Tamaoho,Ngāti Whanaunga,Ngāti Tamaterā,Ngāti Pāoa,Ngāi Tai ki Tāmaki,Ngāti Hako,Te Ākitai Waiohua | 2.67 | 3 | 2 | 2016 | CCTV Footage Review Log South_Latest.xls | no | 5 | 1 | 3 | CCTV Available (0-10 Years Old) & Soil Type Available | 3.3437 | 3 | 1 | 1 | 3.5 | Property Parcels, Building Outlines | 1 |  | 5 | 1.41 | 0.015604 | Modelled Flow Data Used & Depth Available | 34.0797 | 14
4463 | 4759 | 16723 | 10005759 | 194658 | DSGLE | Glen Eden Branch | Gravity | Pipe | Buried | OP | CONC | None | 1965-06-30 | 27.03 | 26.74 | dwg | WI | Transmission | Legacy | 2 |  |  | 4 | 375 | [5 empty] | 75254 | NA |  | 37.77 |  | WSL |  | Te Kawerau a Maki,Ngāti Whātua,Ngāti Whātua o Ōrākei,Ngāti Tamaoho,Ngāti Tamaterā,Te Ākitai Waiohua | 3 | 3 | 3 | 2011 | te puna wai | no | 1 | 3 | 2 | CCTV Available (10-20 Years Old) & Soil Type Available | 3.3429 | 3 | 1 | 1 | 3.5 | Building Outlines, Public Park & Sports Area | 1 |  | 5 | 1.41 | 0.016161 | Modelled Flow Data Used & Depth Available | 37.7742 | 14
2205 | 2415 | 16617 | 10008914 | 197520 | DSTIT | Titirangi Branch | Gravity | Pipe | Buried | OP | CONC | None | 1966-06-30 | 26.5 | 25.44 | dwg | WI | Transmission | Legacy | 2 |  |  | 4 | 375 | [5 empty] | 78063 | NA |  | 48.59 |  | WSL |  | Waikato,Te Kawerau a Maki,Ngāti Whātua,Ngāti Whātua o Ōrākei,Ngāti Tamaoho,Ngāti Tamaterā,Te Ākitai Waiohua | 2 | 2 | 2 | 2010 | te puna wai | no | 1 | 1 | 2 | CCTV Available (10-20 Years Old) & Soil Type Available | 3.3427 | 3 | 2 | 1 | 3.5 | Property Parcels, Building Outlines | 1 |  | 5 | 1.41 | 0.036308 | Modelled Flow Data Used & Depth Available | 48.5924 | 8
1382 | 1476 | 16895 | 10007851 | 196795 | DSRAN | Ranui Branch | Gravity | Pipe | Buried | OP | CONC | None | 1974-06-30 | 9.81 | 8.36 | dwg | WI | Transmission | Legacy | 2 |  |  | 4 | 381 | [5 empty] | 77112 | NA |  | 93.13 |  | WSL |  | Te Kawerau a Maki,Ngāti Whātua,Ngāti Whātua o Ōrākei,Ngāti Tamaoho,Ngāti Tamaterā,Te Ākitai Waiohua | 2 | 2 | 2 | 2016 | CCTV Footage Review Log South_Latest.xls | no | 1 | 3 | 2 | CCTV Available (0-10 Years Old) & Soil Type Available | 3.3424 | 3 | 1 | 1 | 3.5 | Property Parcels, Building Outlines | 1 |  | 5 | 1.41 | 0.016566 | Modelled Flow Data Used & Depth Available | 93.1264 | 8
1406 | 1502 | 16922 | 10007853 | 196646 | DSRAN | Ranui Branch | Gravity | Pipe | Buried | OP | CONC | None | 1974-06-30 | 10.81 | 10.42 | dwg | WI | Transmission | Legacy | 2 |  |  | 4 | 381 | [5 empty] | 77114 | NA |  | 66.89 |  | WSL |  | Te Kawerau a Maki,Ngāti Whātua,Ngāti Whātua o Ōrākei,Ngāti Tamaoho,Ngāti Tamaterā,Te Ākitai Waiohua | 2 | 2 | 2 | 2016 | CCTV Footage Review Log South_Latest.xls | no | 1 | 3 | 2 | CCTV Available (0-10 Years Old) & Soil Type Available | 3.3424 | 3 | 1 | 1 | 3.5 | Property Parcels, Building Outlines | 1 |  | 5 | 1.41 | 0.016566 | Modelled Flow Data Used & Depth Available | 66.8908 | 8
4790 | 749074 | 17401 | 10005013 | 193859 | DSB9C | Branch 9C Carrington | Gravity | Pipe | Buried | OP | CONC | None | 1946-06-30 | 31.74 | 31.62 | dwg | OM | Transmission | Legacy | 2 |  |  | 4 | 600 |  |  |  |  | CONS | 74539 | NA |  | 12.9 |  | WSL |  | Waikato,Te Kawerau a Maki,Ngāti Whātua,Ngāti Maru,Ngāti Whātua o Ōrākei,Ngāti Tamaoho,Ngāti Tamaterā,Ngāi Tai ki Tāmaki,Ngāti Hako,Te Ākitai Waiohua | 2.29 | 2 | 2 | 2011 | te puna wai | no | 1 | 1 | 3 | CCTV Available (10-20 Years Old) & Soil Type Available | 3.3417 | 3 | 1 | 3 | 3.5 | Property Parcels, Building Outlines | 1 |  | 1 | 1.395 | 0.00061129 | Modelled Flow Data Used & Depth Available | 12.9013 | 8
4423 | 4719 | 4521890 | 10105213 | 196242 | DSPKE | Pukekohe Branch Sewer | Rising | Pipe | Buried | OP | GRP | None | 2017-10-01 |  |  | 0.1s | SI | Transmission | T0001200 | 2 |  |  | 4 | 600 | [5 empty] | 76854 | NA |  | 229.73 |  | WSL |  | Waikato,Ngāti Maru,Ngāti Tamaoho,Ngāi Tai ki Tāmaki,Ngāti Hako,Te Ākitai Waiohua | 1.76 | 2 |  |  |  | no | 5 | 1 | 1 | CCTV NOT Available or Over 30 Years Old & Soil Type Available | 3.341 | 3 | 3 | 5 | 2.5 | Property Parcels | 1 | Aquifer - Franklin Volcanic Aquifer | 1.5 | 1.235 | 0.6 | Diameter Used For Flow Approximation & Depth Available | 229.729 | 8
4249 | 4534 | 936690 | 10088096 | 195599 | DSKHK | Kahika Branch Sewer TS11 | Siphon | Pipe | Buried | OP | CONC | None | 1961-01-01 |  |  | dwg | NI | Transmission | Legacy | 2 |  |  | 4 | 635 | [5 empty] | 64970 | NA |  | 108.78 |  | WSL |  | Te Kawerau a Maki,Ngāti Whātua,Ngāti Maru,Ngāti Whātua o Ōrākei,Ngāti Tamaoho,Ngāti Manuhiri,Ngāti Whanaunga,Ngāti Tamaterā,Ngāti Pāoa,Ngāi Tai ki Tāmaki,Ngāti Hako,Te Ākitai Waiohua | 3.17 | 3 |  |  |  | no | 5 | 1 | 3 | CCTV NOT Available or Over 30 Years Old & Soil Type Available | 3.341 | 3 | 3 | 5 | 2.5 | Property Parcels | 1 | Significant Ecological Area - SEA_T_8323 | 1.5 | 1.235 | 0.6 | Diameter Used For Flow Approximation & Depth Available | 108.7763 | 14
3732 | 4007 | 906115 | 10088098 | 195067 | DSKHK | Kahika Branch Sewer TS11 | Siphon | Pipe | Buried | OP | CONC | None | 1961-01-01 |  |  | dwg | NI | Transmission | Legacy | 2 |  |  | 4 | 635 | [5 empty] | 64972 | NA |  | 67.51 |  | WSL |  | Te Kawerau a Maki,Ngāti Whātua,Ngāti Maru,Ngāti Whātua o Ōrākei,Ngāti Tamaoho,Ngāti Manuhiri,Ngāti Whanaunga,Ngāti Tamaterā,Ngāti Pāoa,Ngāi Tai ki Tāmaki,Ngāti Hako,Te Ākitai Waiohua | 3.17 | 3 |  |  |  | no | 5 | 1 | 3 | CCTV NOT Available or Over 30 Years Old & Soil Type Available | 3.341 | 3 | 3 | 5 | 2.5 | Property Parcels | 1 | Significant Ecological Area - SEA_T_8323 | 1.5 | 1.235 | 0.6 | Diameter Used For Flow Approximation & Depth Available | 67.5069 | 14
4419 | 4715 | 2738654 | 10105215 | 196392 | DSPKE | Pukekohe Branch Sewer | Rising | Pipe | Buried | OP | MS | None | 2017-08-01 |  |  | 0.1s | SI | Transmission | T0001200 | 2 |  |  | 4 | 600 | [5 empty] | 76859 | NA |  | 25.48 |  | WSL |  | Waikato,Ngāti Maru,Ngāti Tamaoho,Ngāi Tai ki Tāmaki,Ngāti Hako,Te Ākitai Waiohua | 1.76 | 2 |  |  |  | no | 5 | 1 | 1 | CCTV NOT Available or Over 30 Years Old & Soil Type Available | 3.341 | 3 | 3 | 5 | 2.5 | Property Parcels | 1 | Aquifer - Franklin Volcanic Aquifer | 1.5 | 1.235 | 0.6 | Diameter Used For Flow Approximation & Depth Available | 25.4753 | 8
4420 | 4716 | 4521887 | 10106851 | 196597 | DSPKE | Pukekohe Branch Sewer | Rising | Pipe | Buried | OP | MS | None | 2017-07-26 |  |  | 0.1s | SI | Transmission | T0001200 | 2 |  |  | 4 | 650 | [5 empty] | 76858 | NA |  | 8.12 |  | WSL |  | Waikato,Ngāti Maru,Ngāti Tamaoho,Ngāi Tai ki Tāmaki,Ngāti Hako,Te Ākitai Waiohua | 1.76 | 2 |  |  |  | no | 5 | 1 | 1 | CCTV NOT Available or Over 30 Years Old & Soil Type Available | 3.341 | 3 | 3 | 5 | 2.5 | Property Parcels | 1 | Aquifer - Franklin Volcanic Aquifer | 1.5 | 1.235 | 0.6 | Diameter Used For Flow Approximation & Depth Available | 8.1196 | 8
4422 | 4718 | 4521889 | 10106850 | 196253 | DSPKE | Pukekohe Branch Sewer | Rising | Pipe | Buried | OP | MS | None | 2017-07-26 |  |  | 0.1s | SI | Transmission | T0001200 | 2 |  |  | 4 | 650 | [5 empty] | 76856 | NA |  | 4.85 |  | WSL |  | Waikato,Ngāti Maru,Ngāti Tamaoho,Ngāi Tai ki Tāmaki,Ngāti Hako,Te Ākitai Waiohua | 1.76 | 2 |  |  |  | no | 5 | 1 | 1 | CCTV NOT Available or Over 30 Years Old & Soil Type Available | 3.341 | 3 | 3 | 5 | 2.5 | Property Parcels | 1 | Aquifer - Franklin Volcanic Aquifer | 1.5 | 1.235 | 0.6 | Diameter Used For Flow Approximation & Depth Available | 4.8518 | 8
4433 | 4729 | 4521899 | 10106862 | 196670 | DSPKE | Pukekohe Branch Sewer | Rising | Pipe | Buried | OP | GRP | None | 2017-08-01 |  |  | 0.1s | SI | Transmission | T0001200 | 2 |  |  | 4 | 650 | [5 empty] | 76837 | NA |  | 1229.55 |  | WSL |  |  | 1.59 | 2 |  |  |  | no | 3 | 3 | 1 | CCTV NOT Available or Over 30 Years Old & Soil Type Not Available | 3.341 | 3 | 3 | 5 | 2.5 | Property Parcels | 1 |  | 1.5 | 1.235 | 0.6 | Diameter Used For Flow Approximation & Depth Available | 1229.5495 | 8
2980 | 3240 | 907489 | 10088083 | 195214 | DSKHK | Kahika Branch Sewer TS11 | Siphon | Pipe | Buried | OP | CONC | None | 1961-01-01 |  |  | dwg | NI | Transmission | Legacy | 2 |  |  | 4 | 635 | [5 empty] | 64957 | NA |  | 39.96 |  | WSL |  | Te Kawerau a Maki,Ngāti Whātua,Ngāti Maru,Ngāti Whātua o Ōrākei,Ngāti Tamaoho,Ngāti Manuhiri,Ngāti Whanaunga,Ngāti Tamaterā,Ngāti Pāoa,Ngāi Tai ki Tāmaki,Ngāti Hako,Te Ākitai Waiohua | 2.79 | 3 |  |  |  | no | 3 | 1 | 3 | CCTV NOT Available or Over 30 Years Old & Soil Type Available | 3.341 | 3 | 3 | 5 | 2.5 | Property Parcels | 1 | Significant Ecological Area - SEA_T_8323 | 1.5 | 1.235 | 0.6 | Diameter Used For Flow Approximation & Depth Available | 39.9635 | 14
3161 | 3425 | 916305 | 10088077 | 195439 | DSKHK | Kahika Branch Sewer TS11 | Siphon | Pipe | Buried | OP | CONC | None | 1961-01-01 |  |  | dwg | NI | Transmission | Legacy | 2 |  |  | 4 | 635 | [5 empty] | 64953 | NA |  | 18.07 |  | WSL |  | Te Kawerau a Maki,Ngāti Whātua,Ngāti Maru,Ngāti Whātua o Ōrākei,Ngāti Tamaoho,Ngāti Manuhiri,Ngāti Whanaunga,Ngāti Tamaterā,Ngāti Pāoa,Ngāi Tai ki Tāmaki,Ngāti Hako,Te Ākitai Waiohua | 2.79 | 3 |  |  |  | no | 3 | 1 | 3 | CCTV NOT Available or Over 30 Years Old & Soil Type Available | 3.341 | 3 | 3 | 5 | 2.5 | Property Parcels | 1 | Significant Ecological Area - SEA_T_8323 | 1.5 | 1.235 | 0.6 | Diameter Used For Flow Approximation & Depth Available | 18.0703 | 14
314 | 326 | 17774 | 10006081 | 195319 | DSHIN | Howick Interceptor | Rising | Pipe | Buried | OP | CLS | None | 1964-06-30 |  | 10.31 | dwg | HI | Transmission | Legacy | 1 |  |  | 4 | 740 | [5 empty] | 75497 | NA |  | 1.86 |  | WSL |  | Waikato,Te Kawerau a Maki,Ngāti Whātua,Ngāti Maru,Ngāti Whātua o Ōrākei,Ngāti Tamaoho,Ngāti Whanaunga,Ngāti Tamaterā,Ngāti Pāoa,Ngāi Tai ki Tāmaki,Ngāti Hako,Te Ākitai Waiohua | 4.41 | 4 |  |  |  | no | 3 | 3 | 5 | CCTV NOT Available or Over 30 Years Old & Soil Type Available | 3.341 | 3 | 3 | 5 | 2.5 | Property Parcels | 1 |  | 1.5 | 1.235 | 0.6 | Diameter Used For Flow Approximation & Depth Available | 1.8626 | 18
583 | 606 | 16201 | 10006089 | 195321 | DSHIN | Howick Interceptor | Rising | Pipe | Buried | OP | CLS | None | 1964-06-30 |  |  | dwg | HI | Transmission | DC05003 | 1 |  |  | 4 | 650 | [5 empty] | 75505 | NA |  | 482.22 |  | WSL |  | Waikato,Ngāti Maru,Ngāti Tamaoho,Ngāti Whanaunga,Ngāti Tamaterā,Ngāti Pāoa,Ngāi Tai ki Tāmaki,Ngāti Hako,Te Ākitai Waiohua | 3.82 | 4 |  |  |  | no | 1 | 1 | 5 | CCTV NOT Available or Over 30 Years Old & Soil Type Available | 3.341 | 3 | 3 | 5 | 2.5 | Property Parcels | 1 |  | 1.5 | 1.235 | 0.6 | Diameter Used For Flow Approximation & Depth Available | 482.2166 | 18
116 | 122 | 17775 | 10099249 | 194950 | DSHIN | Howick Interceptor | Rising | Pipe | Buried | OP | CONC | None | 1964-06-30 |  |  | dwg | HI | Transmission | Legacy | 1 |  |  | 4 | 750 | [5 empty] | 75498 | NA |  | 401.51 |  | WSL |  | Waikato,Te Kawerau a Maki,Ngāti Whātua,Ngāti Maru,Ngāti Whātua o Ōrākei,Ngāti Tamaoho,Ngāti Whanaunga,Ngāti Tamaterā,Ngāti Pāoa,Ngāi Tai ki Tāmaki,Ngāti Hako,Te Ākitai Waiohua | 1.71 | 2 |  |  |  | no | 1 | 1 | 2 | CCTV NOT Available or Over 30 Years Old & Soil Type Available | 3.341 | 3 | 3 | 5 | 2.5 | Property Parcels | 1 | Place Of Historic Heritage - Te Kōpua Kai a Hiku/Panmure Basin, including Mokoia pā site, terrace/midden, and middens R11_98, R11_1255, R11_1377, R11_1384, R11_1385, R11_2158 R11_2263, R11_22 | 1.5 | 1.235 | 0.6 | Diameter Used For Flow Approximation & Depth Available | 401.5109 | 8
1912 | 2090 | 17711 | 10007323 | 196460 | DSOTB | Otara Branch | Rising | Pipe | Buried | OP | CONC | None | 1961-06-30 |  |  | dwg | SI | Transmission | Legacy | 2 |  |  | 4 | 700 | [5 empty] | 76475 | NA |  | 321.22 |  | WSL |  | Waikato,Te Kawerau a Maki,Ngāti Maru,Ngāti Whātua o Ōrākei,Ngāti Tamaoho,Ngāti Tamaterā,Ngāi Tai ki Tāmaki,Ngāti Hako,Te Ākitai Waiohua | 2.62 | 3 |  |  |  | no | 1 | 3 | 3 | CCTV NOT Available or Over 30 Years Old & Soil Type Available | 3.341 | 3 | 3 | 5 | 2.5 | Property Parcels | 1 |  | 1.5 | 1.235 | 0.6 | Diameter Used For Flow Approximation & Depth Available | 321.2158 | 14
1909 | 2086 | 17709 | 10007321 | 196320 | DSOTB | Otara Branch | Rising | Pipe | Buried | OP | CONC | None | 1961-06-30 |  |  | dwg | SI | Transmission | Legacy | 2 |  |  | 4 | 700 | [5 empty] | 76473 | NA |  | 289.48 |  | WSL |  | Waikato,Te Kawerau a Maki,Ngāti Maru,Ngāti Whātua o Ōrākei,Ngāti Tamaoho,Ngāti Tamaterā,Ngāi Tai ki Tāmaki,Ngāti Hako,Te Ākitai Waiohua | 2.62 | 3 |  |  |  | no | 1 | 3 | 3 | CCTV NOT Available or Over 30 Years Old & Soil Type Available | 3.341 | 3 | 3 | 5 | 2.5 | Property Parcels | 1 |  | 1.5 | 1.235 | 0.6 | Diameter Used For Flow Approximation & Depth Available | 289.4751 | 14
1928 | 2107 | 17715 | 10007328 | 195964 | DSOTB | Otara Branch | Rising | Pipe | Buried | OP | CONC | None | 1961-06-30 |  |  | dwg | SI | Transmission | Legacy | 2 |  |  | 4 | 700 | [5 empty] | 76481 | NA |  | 201.01 |  | WSL |  | Waikato,Te Kawerau a Maki,Ngāti Maru,Ngāti Whātua o Ōrākei,Ngāti Tamaoho,Ngāti Tamaterā,Ngāti Pāoa,Ngāi Tai ki Tāmaki,Ngāti Hako,Te Ākitai Waiohua | 2.62 | 3 |  |  |  | no | 1 | 3 | 3 | CCTV NOT Available or Over 30 Years Old & Soil Type Available | 3.341 | 3 | 3 | 5 | 2.5 | Property Parcels | 1 | Place Of Historic Heritage - St Mary's Home and Chapel, including Jane Cowie building | 1.5 | 1.235 | 0.6 | Diameter Used For Flow Approximation & Depth Available | 201.0081 | 14
4440 | 4736 | 4521906 | 10105295 | 196250 | DSPKE | Pukekohe Branch Sewer | Rising | Pipe | Bridged | OP | ELS | None | 2017-08-14 |  |  | 0.1s | SI | Transmission | T0001200 | 2 |  |  | 4 | 650 | [5 empty] | 76836 | NA |  | 60.1 |  | WSL |  |  | 1 | 1 |  |  |  | no | 1 | 1 | 1 | CCTV NOT Available or Over 30 Years Old & Soil Type Not Available | 3.341 | 3 | 3 | 5 | 2.5 | Property Parcels | 1 |  | 1.5 | 1.235 | 0.6 | Diameter Used For Flow Approximation & Depth Available | 60.0991 | 4
1882 | 2058 | 15860 | 10006920 | 196218 | DSONE | Onehunga Branch | Rising | Pipe | Buried | OP | CONC | None | 1962-06-30 |  |  | dwg | WI | Transmission | Legacy | 2 |  |  | 4 | 750 | [5 empty] | 76143 | NA |  | 43.35 |  | WSL |  | Waikato,Te Kawerau a Maki,Ngāti Whātua,Ngāti Maru,Ngāti Whātua o Ōrākei,Ngāti Tamaoho,Ngāti Tamaterā,Ngāi Tai ki Tāmaki,Ngāti Hako,Te Ākitai Waiohua | 2.41 | 2 |  |  |  | no | 1 | 1 | 3 | CCTV NOT Available or Over 30 Years Old & Soil Type Available | 3.341 | 3 | 3 | 5 | 2.5 | Property Parcels | 1 |  | 1.5 | 1.235 | 0.6 | Diameter Used For Flow Approximation & Depth Available | 43.3484 | 8
4253 | 4538 | 933515 | 10088079 | 195595 | DSKHK | Kahika Branch Sewer TS11 | Siphon | Pipe | Buried | OP | CONC | None | 1961-01-01 |  |  | dwg | NI | Transmission | Legacy | 2 |  |  | 4 | 635 | [5 empty] | 64955 | NA |  | 42.45 |  | WSL |  | Te Kawerau a Maki,Ngāti Whātua,Ngāti Maru,Ngāti Whātua o Ōrākei,Ngāti Tamaoho,Ngāti Manuhiri,Ngāti Whanaunga,Ngāti Tamaterā,Ngāti Pāoa,Ngāi Tai ki Tāmaki,Ngāti Hako,Te Ākitai Waiohua | 2.41 | 2 |  |  |  | no | 1 | 1 | 3 | CCTV NOT Available or Over 30 Years Old & Soil Type Available | 3.341 | 3 | 3 | 5 | 2.5 | Property Parcels | 1 |  | 1.5 | 1.235 | 0.6 | Diameter Used For Flow Approximation & Depth Available | 42.4513 | 8
4138 | 4420 | 936691 | 10088085 | 195064 | DSKHK | Kahika Branch Sewer TS11 | Siphon | Pipe | Buried | OP | CONC | None | 1961-01-01 |  |  | dwg | NI | Transmission | Legacy | 2 |  |  | 4 | 635 | [5 empty] | 64960 | NA |  | 40.44 |  | WSL |  | Te Kawerau a Maki,Ngāti Whātua,Ngāti Maru,Ngāti Whātua o Ōrākei,Ngāti Tamaoho,Ngāti Manuhiri,Ngāti Whanaunga,Ngāti Tamaterā,Ngāti Pāoa,Ngāi Tai ki Tāmaki,Ngāti Hako,Te Ākitai Waiohua | 2.41 | 2 |  |  |  | no | 1 | 1 | 3 | CCTV NOT Available or Over 30 Years Old & Soil Type Available | 3.341 | 3 | 3 | 5 | 2.5 | Property Parcels | 1 | Significant Ecological Area - SEA_T_8323 | 1.5 | 1.235 | 0.6 | Diameter Used For Flow Approximation & Depth Available | 40.4368 | 8
4160 | 4442 | 933631 | 10088070 | 195211 | DSKHK | Kahika Branch Sewer TS11 | Siphon | Pipe | Buried | OP | CONC | None | 1961-01-01 |  |  | dwg | NI | Transmission | Legacy | 2 |  |  | 4 | 635 | [5 empty] | 64947 | NA |  | 36.07 |  | WSL |  | Te Kawerau a Maki,Ngāti Whātua,Ngāti Maru,Ngāti Whātua o Ōrākei,Ngāti Tamaoho,Ngāti Manuhiri,Ngāti Whanaunga,Ngāti Tamaterā,Ngāti Pāoa,Ngāi Tai ki Tāmaki,Ngāti Hako,Te Ākitai Waiohua | 2.41 | 2 |  |  |  | no | 1 | 1 | 3 | CCTV NOT Available or Over 30 Years Old & Soil Type Available | 3.341 | 3 | 3 | 5 | 2.5 | Property Parcels | 1 | Significant Ecological Area - SEA_T_8321 | 1.5 | 1.235 | 0.6 | Diameter Used For Flow Approximation & Depth Available | 36.0692 | 8
1917 | 2095 | 17713 | 10007316 | 195961 | DSOTB | Otara Branch | Rising | Pipe | Buried | OP | CONC | None | 1961-06-30 |  |  | dwg | SI | Transmission | Legacy | 2 |  |  | 4 | 635 | [5 empty] | 76469 | NA |  | 33.65 |  | WSL |  | Waikato,Te Kawerau a Maki,Ngāti Maru,Ngāti Whātua o Ōrākei,Ngāti Tamaoho,Ngāti Tamaterā,Ngāi Tai ki Tāmaki,Ngāti Hako,Te Ākitai Waiohua | 2.62 | 3 |  |  |  | no | 1 | 3 | 3 | CCTV NOT Available or Over 30 Years Old & Soil Type Available | 3.341 | 3 | 3 | 5 | 2.5 | Property Parcels | 1 |  | 1.5 | 1.235 | 0.6 | Diameter Used For Flow Approximation & Depth Available | 33.6499 | 14
4421 | 4717 | 4521888 | 10105299 | 196252 | DSPKE | Pukekohe Branch Sewer | Rising | Pipe | Bridged | OP | MS | None | 2017-07-26 |  |  | 0.1s | SI | Transmission | T0001200 | 2 |  |  | 4 | 650 | [5 empty] | 76857 | NA |  | 20.57 |  | WSL |  | Waikato,Ngāti Maru,Ngāti Tamaoho,Ngāi Tai ki Tāmaki,Ngāti Hako,Te Ākitai Waiohua | 1 | 1 |  |  |  | no | 1 | 1 | 1 | CCTV NOT Available or Over 30 Years Old & Soil Type Not Available | 3.341 | 3 | 3 | 5 | 2.5 | Property Parcels | 1 | Aquifer - Franklin Volcanic Aquifer | 1.5 | 1.235 | 0.6 | Diameter Used For Flow Approximation & Depth Available | 20.5672 | 4
4395 | 4691 | 2708772 | 10101780 | 195069 | DSKHK | Kahika Branch Sewer TS11 | Gravity | Pipe | Bridged | OP | CLS | None | 2015-12-10 |  |  | appr | NI | Transmission | T0001085 | 2 |  |  | 4 | 610 | [5 empty] | 64951 | NA |  | 19.22 |  | WSL |  | Te Kawerau a Maki,Ngāti Whātua,Ngāti Maru,Ngāti Whātua o Ōrākei,Ngāti Tamaoho,Ngāti Manuhiri,Ngāti Whanaunga,Ngāti Tamaterā,Ngāti Pāoa,Ngāi Tai ki Tāmaki,Ngāti Hako,Te Ākitai Waiohua | 1 | 1 |  |  |  | no | 1 | 1 | 1 | CCTV NOT Available or Over 30 Years Old & Soil Type Not Available | 3.341 | 3 | 3 | 5 | 2.5 | Property Parcels | 1 |  | 1.5 | 1.235 | 0.6 | Diameter Used For Flow Approximation & Depth Available | 19.2195 | 4
3149 | 3411 | 924101 | 10089262 | 193342 | DSALW | Albany West Branch Sewer TS25 | Gravity | Pipe | Bridged | OP | CONC | None | 1992-07-01 |  |  | dwg | NI | Transmission | Legacy | 2 |  |  | 4 | 724 | [5 empty] | 64063 | NA |  | 13.96 |  | WSL |  | Te Kawerau a Maki,Ngāti Whātua,Ngāti Maru,Ngāti Whātua o Kaipara,Ngāti Whātua o Ōrākei,Ngāti Tamaoho,Ngāti Manuhiri,Ngāti Whanaunga,Ngāti Tamaterā,Ngāti Pāoa,Ngāi Tai ki Tāmaki,Ngāti Hako,Te Ākitai Waiohua | 1 | 1 |  |  |  | no | 1 | 1 | 1 | CCTV NOT Available or Over 30 Years Old & Soil Type Not Available | 3.341 | 3 | 3 | 5 | 2.5 | Property Parcels | 1 |  | 1.5 | 1.235 | 0.6 | Diameter Used For Flow Approximation & Depth Available | 13.961 | 4
2995 | 3255 | 907490 | 10088084 | 195596 | DSKHK | Kahika Branch Sewer TS11 | Siphon | Pipe | Bridged | OP | CLS | None | 1961-01-01 |  |  | dwg | NI | Transmission | Legacy | 2 |  |  | 4 | 635 | [5 empty] | 64959 | NA |  | 10.96 |  | WSL |  | Te Kawerau a Maki,Ngāti Whātua,Ngāti Maru,Ngāti Whātua o Ōrākei,Ngāti Tamaoho,Ngāti Manuhiri,Ngāti Whanaunga,Ngāti Tamaterā,Ngāti Pāoa,Ngāi Tai ki Tāmaki,Ngāti Hako,Te Ākitai Waiohua | 3.82 | 4 |  |  |  | no | 1 | 1 | 5 | CCTV NOT Available or Over 30 Years Old & Soil Type Not Available | 3.341 | 3 | 3 | 5 | 2.5 | Property Parcels | 1 | Significant Ecological Area - SEA_T_8323 | 1.5 | 1.235 | 0.6 | Diameter Used For Flow Approximation & Depth Available | 10.9647 | 18
2712 | 2950 | 17779 | 10000758 | 192919 | DPHIN | PS 28 Pakuranga | Rising | Pipe | Buried | OP | CLS | None | 1964-06-30 |  |  | dwg | HI | Transmission | DC09031 | 2 |  |  | 4 | 600 | [5 empty] | 70690 | NA |  | 9.41 |  | WSL |  | Waikato,Ngāti Maru,Ngāti Tamaoho,Ngāti Whanaunga,Ngāti Tamaterā,Ngāti Pāoa,Ngāi Tai ki Tāmaki,Ngāti Hako,Te Ākitai Waiohua | 3.82 | 4 |  |  |  | no | 1 | 1 | 5 | CCTV NOT Available or Over 30 Years Old & Soil Type Available | 3.341 | 3 | 3 | 5 | 2.5 | Property Parcels | 1 |  | 1.5 | 1.235 | 0.6 | Diameter Used For Flow Approximation & Depth Available | 9.4074 | 18
2903 | 3158 | 2093462 | 10083515 | 197741 | DSWHE | Whenuapai Branch | Siphon | Pipe | Buried | OP | PE | None | 2012-12-04 |  |  | 0.1s | WI | Transmission | T0000543 | 2 |  |  | 4 | 710 | [5 empty] | 78347 | NA |  | 6.89 |  | WSL |  | Te Kawerau a Maki,Ngāti Whātua,Ngāti Maru,Ngāti Whātua o Ōrākei,Ngāti Tamaoho,Ngāti Tamaterā,Ngāti Hako,Te Ākitai Waiohua | 1 | 1 |  |  |  | no | 1 | 1 | 1 | CCTV NOT Available or Over 30 Years Old & Soil Type Available | 3.341 | 3 | 3 | 5 | 2.5 | Property Parcels | 1 |  | 1.5 | 1.235 | 0.6 | Diameter Used For Flow Approximation & Depth Available | 6.8939 | 4
3433 | 3706 | 933634 | 10088067 | 195592 | DSKHK | Kahika Branch Sewer TS11 | Siphon | Pipe | Bridged | OP | CLS | None | 1961-01-01 |  |  | dwg | NI | Transmission | Legacy | 2 |  |  | 4 | 635 | [5 empty] | 64944 | NA |  | 6.37 |  | WSL |  | Te Kawerau a Maki,Ngāti Whātua,Ngāti Maru,Ngāti Whātua o Ōrākei,Ngāti Tamaoho,Ngāti Manuhiri,Ngāti Whanaunga,Ngāti Tamaterā,Ngāti Pāoa,Ngāi Tai ki Tāmaki,Ngāti Hako,Te Ākitai Waiohua | 3.82 | 4 |  |  |  | no | 1 | 1 | 5 | CCTV NOT Available or Over 30 Years Old & Soil Type Not Available | 3.341 | 3 | 3 | 5 | 2.5 | Property Parcels | 1 | Significant Ecological Area - SEA_T_8321 | 1.5 | 1.235 | 0.6 | Diameter Used For Flow Approximation & Depth Available | 6.3723 | 18
3145 | 3407 | 916304 | 10088078 | 195213 | DSKHK | Kahika Branch Sewer TS11 | Siphon | Pipe | Bridged | OP | CLS | None | 1961-01-01 |  |  | dwg | NI | Transmission | Legacy | 2 |  |  | 4 | 635 | [5 empty] | 64954 | NA |  | 6.11 |  | WSL |  | Te Kawerau a Maki,Ngāti Whātua,Ngāti Maru,Ngāti Whātua o Ōrākei,Ngāti Tamaoho,Ngāti Manuhiri,Ngāti Whanaunga,Ngāti Tamaterā,Ngāti Pāoa,Ngāi Tai ki Tāmaki,Ngāti Hako,Te Ākitai Waiohua | 3.82 | 4 |  |  |  | no | 1 | 1 | 5 | CCTV NOT Available or Over 30 Years Old & Soil Type Not Available | 3.341 | 3 | 3 | 5 | 2.5 | Property Parcels | 1 | Significant Ecological Area - SEA_T_8323 | 1.5 | 1.235 | 0.6 | Diameter Used For Flow Approximation & Depth Available | 6.1129 | 18
3011 | 3272 | 2569277 | 10089149 | 193224 | DPRLE | Rosedale Pump Station | Rising | Pipe | Buried | OP | CLS | None | 1996-01-01 |  |  | dwg | NI | Transmission | Legacy | 2 |  |  | 4 | 610 | [5 empty] | 63683 | NA |  | 5.99 |  | WSL |  | Te Kawerau a Maki,Ngāti Whātua,Ngāti Maru,Ngāti Whātua o Kaipara,Ngāti Whātua o Ōrākei,Ngāti Tamaoho,Ngāti Manuhiri,Te Patukirikiri,Ngāti Whanaunga,Ngāti Tamaterā,Ngāti Pāoa,Ngāi Tai ki Tāmaki,Ngāti Hako,Te Ākitai Waiohua | 1.92 | 2 |  |  |  | no | 1 | 3 | 2 | CCTV NOT Available or Over 30 Years Old & Soil Type Available | 3.341 | 3 | 3 | 5 | 2.5 | Property Parcels | 1 |  | 1.5 | 1.235 | 0.6 | Diameter Used For Flow Approximation & Depth Available | 5.9884 | 8
2905 | 3161 | 2093847 | 10083514 | 197946 | DSWHE | Whenuapai Branch | Siphon | Pipe | Buried | OP | CLS | None | 2012-12-04 |  |  | 0.1s | WI | Transmission | T0000543 | 2 |  |  | 4 | 650 | [5 empty] | 78345 | NA |  | 3.97 |  | WSL |  | Te Kawerau a Maki,Ngāti Whātua,Ngāti Maru,Ngāti Whātua o Ōrākei,Ngāti Tamaoho,Ngāti Tamaterā,Ngāti Hako,Te Ākitai Waiohua | 1 | 1 |  |  |  | no | 1 | 1 | 1 | CCTV NOT Available or Over 30 Years Old & Soil Type Available | 3.341 | 3 | 3 | 5 | 2.5 | Property Parcels | 1 |  | 1.5 | 1.235 | 0.6 | Diameter Used For Flow Approximation & Depth Available | 3.9728 | 4
1929 | 2108 | 17716 | 10007329 | 196322 | DSOTB | Otara Branch | Rising | Pipe | Buried | OP | CLS | None | 1961-06-30 |  |  | dwg | SI | Transmission | Legacy | 2 |  |  | 4 | 630 | [5 empty] | 76482 | NA |  | 3.09 |  | WSL |  | Waikato,Te Kawerau a Maki,Ngāti Maru,Ngāti Whātua o Ōrākei,Ngāti Tamaoho,Ngāti Tamaterā,Ngāti Pāoa,Ngāi Tai ki Tāmaki,Ngāti Hako,Te Ākitai Waiohua | 4.03 | 4 |  |  |  | no | 1 | 3 | 5 | CCTV NOT Available or Over 30 Years Old & Soil Type Available | 3.341 | 3 | 3 | 5 | 2.5 | Property Parcels | 1 | Place Of Historic Heritage - St Mary's Home and Chapel, including Jane Cowie building | 1.5 | 1.235 | 0.6 | Diameter Used For Flow Approximation & Depth Available | 3.0906 | 18
1926 | 2105 | 17710 | 10007322 | 196117 | DSOTB | Otara Branch | Rising | Pipe | Buried | OP | CLS | None | 1961-06-30 |  |  | dwg | SI | Transmission | Legacy | 2 |  |  | 4 | 630 | [5 empty] | 76474 | NA |  | 1.66 |  | WSL |  | Waikato,Te Kawerau a Maki,Ngāti Maru,Ngāti Whātua o Ōrākei,Ngāti Tamaoho,Ngāti Tamaterā,Ngāi Tai ki Tāmaki,Ngāti Hako,Te Ākitai Waiohua | 4.03 | 4 |  |  |  | no | 1 | 3 | 5 | CCTV NOT Available or Over 30 Years Old & Soil Type Available | 3.341 | 3 | 3 | 5 | 2.5 | Property Parcels | 1 |  | 1.5 | 1.235 | 0.6 | Diameter Used For Flow Approximation & Depth Available | 1.6577 | 18
1916 | 2094 | 17712 | 10007324 | 195963 | DSOTB | Otara Branch | Rising | Pipe | Buried | OP | CLS | None | 1961-06-30 |  |  | dwg | SI | Transmission | Legacy | 2 |  |  | 4 | 630 | [5 empty] | 76476 | NA |  | 1.37 |  | WSL |  | Waikato,Te Kawerau a Maki,Ngāti Maru,Ngāti Whātua o Ōrākei,Ngāti Tamaoho,Ngāti Tamaterā,Ngāi Tai ki Tāmaki,Ngāti Hako,Te Ākitai Waiohua | 4.03 | 4 |  |  |  | no | 1 | 3 | 5 | CCTV NOT Available or Over 30 Years Old & Soil Type Available | 3.341 | 3 | 3 | 5 | 2.5 | Property Parcels | 1 |  | 1.5 | 1.235 | 0.6 | Diameter Used For Flow Approximation & Depth Available | 1.3736 | 18
4085 | 4365 | 933632 | 10088069 | 195437 | DSKHK | Kahika Branch Sewer TS11 | Siphon | Pipe | Bridged | OP | CLS | None | 1961-01-01 |  |  | dwg | NI | Transmission | Legacy | 2 |  |  | 4 | 635 | [5 empty] | 64946 | NA |  | 1.34 |  | WSL |  | Te Kawerau a Maki,Ngāti Whātua,Ngāti Maru,Ngāti Whātua o Ōrākei,Ngāti Tamaoho,Ngāti Manuhiri,Ngāti Whanaunga,Ngāti Tamaterā,Ngāti Pāoa,Ngāi Tai ki Tāmaki,Ngāti Hako,Te Ākitai Waiohua | 3.82 | 4 |  |  |  | no | 1 | 1 | 5 | CCTV NOT Available or Over 30 Years Old & Soil Type Not Available | 3.341 | 3 | 3 | 5 | 2.5 | Property Parcels | 1 | Significant Ecological Area - SEA_T_8321 | 1.5 | 1.235 | 0.6 | Diameter Used For Flow Approximation & Depth Available | 1.3408 | 18
3479 | 3752 | 933633 | 10088066 | 195210 | DSKHK | Kahika Branch Sewer TS11 | Siphon | Pipe | Bridged | OP | CLS | None | 1961-01-01 |  |  | dwg | NI | Transmission | Legacy | 2 |  |  | 4 | 635 | [5 empty] | 64943 | NA |  | 1.22 |  | WSL |  | Te Kawerau a Maki,Ngāti Whātua,Ngāti Maru,Ngāti Whātua o Ōrākei,Ngāti Tamaoho,Ngāti Manuhiri,Ngāti Whanaunga,Ngāti Tamaterā,Ngāti Pāoa,Ngāi Tai ki Tāmaki,Ngāti Hako,Te Ākitai Waiohua | 3.82 | 4 |  |  |  | no | 1 | 1 | 5 | CCTV NOT Available or Over 30 Years Old & Soil Type Not Available | 3.341 | 3 | 3 | 5 | 2.5 | Property Parcels | 1 | Significant Ecological Area - SEA_T_8321 | 1.5 | 1.235 | 0.6 | Diameter Used For Flow Approximation & Depth Available | 1.2198 | 18
2904 | 3159 | 16789 | 10009178 | 197740 | DSWHE | Whenuapai Branch | Siphon | Pipe | Buried | OP | AC | None | 1965-06-30 | 2.71 | 2.55 | dwg | WI | Transmission | Legacy | 2 |  |  | 4 | 600 | [5 empty] | 78344 | NA |  | 1.17 |  | WSL |  | Te Kawerau a Maki,Ngāti Whātua,Ngāti Maru,Ngāti Whātua o Ōrākei,Ngāti Tamaoho,Ngāti Tamaterā,Ngāti Hako,Te Ākitai Waiohua | 3.82 | 4 |  |  |  | no | 1 | 1 | 5 | CCTV NOT Available or Over 30 Years Old & Soil Type Available | 3.341 | 3 | 3 | 5 | 2.5 | Property Parcels | 1 |  | 1.5 | 1.235 | 0.6 | Diameter Used For Flow Approximation & Depth Available | 1.1685 | 18
1927 | 2106 | 17714 | 10007327 | 196461 | DSOTB | Otara Branch | Rising | Pipe | Buried | OP | CLS | None | 1961-06-30 |  |  | dwg | SI | Transmission | Legacy | 2 |  |  | 4 | 630 | [5 empty] | 76480 | NA |  | 1.01 |  | WSL |  | Waikato,Te Kawerau a Maki,Ngāti Maru,Ngāti Whātua o Ōrākei,Ngāti Tamaoho,Ngāti Tamaterā,Ngāi Tai ki Tāmaki,Ngāti Hako,Te Ākitai Waiohua | 4.03 | 4 |  |  |  | no | 1 | 3 | 5 | CCTV NOT Available or Over 30 Years Old & Soil Type Available | 3.341 | 3 | 3 | 5 | 2.5 | Property Parcels | 1 |  | 1.5 | 1.235 | 0.6 | Diameter Used For Flow Approximation & Depth Available | 1.0092 | 18
4585 | 704414 | 5058379 | 0 | 81191228 | DSRHL | Redhills Branch Sewer | Gravity | Pipe | Buried | OP | CONC | None | 2020-10-02 | 18.14 | 17.72 | 0.1s | NI | Transmission | 2013011 | 2 |  |  |  | 600 | ASBUILT | ASBUILT | ASBUILT | ASBUILT | CONS | 81191010 |  | DSRHL-D82-PIPE171 | 121.8 | ASBUILT | WSL |  | Te Kawerau a Maki,Ngāti Whātua,Ngāti Whātua o Kaipara,Ngāti Whātua o Ōrākei,Ngāti Tamaoho,Ngāti Tamaterā,Te Ākitai Waiohua | 1.97 | 2 |  |  |  | no | 5 | 3 | 1 | CCTV NOT Available or Over 30 Years Old & Soil Type Available | 3.338 | 3 | 3 | 3 | 2.5 | Property Parcels | 1 |  | 5 | 1.23 | 0.6 | Diameter Used For Flow Approximation & Depth Available | 121.7977 | 8
4590 | 704425 | 5058389 | 0 | 81191233 | DSRHL | Redhills Branch Sewer | Gravity | Pipe | Buried | OP | GRP | None | 2020-09-30 | 16.86 | 16.63 | 0.1s | NI | Transmission | 2013011 | 2 |  |  |  | 650 | ASBUILT | ASBUILT | ASBUILT | ASBUILT | CONS | 81190996 |  | DSRHL-D82-PIPE121 | 91.15 | ASBUILT | WSL |  | Te Kawerau a Maki,Ngāti Whātua,Ngāti Whātua o Kaipara,Ngāti Whātua o Ōrākei,Ngāti Tamaoho,Ngāti Manuhiri,Ngāti Tamaterā,Te Ākitai Waiohua | 1.76 | 2 |  |  |  | no | 5 | 1 | 1 | CCTV NOT Available or Over 30 Years Old & Soil Type Available | 3.338 | 3 | 3 | 3 | 2.5 | Property Parcels | 1 |  | 5 | 1.23 | 0.6 | Diameter Used For Flow Approximation & Depth Available | 91.1459 | 8
4653 | 735280 | 5637822 | 0 | 82638179 | DSDRU | Drury Branch Sewer | Gravity | Pipe | Buried | OP | GRP | None | 2020-04-01 | 3.71 | 3.58 | 0.1s | SI | Transmission | 2013130 | 2 |  |  |  | 700 | ASBUILT | ASBUILT | ASBUILT | ASBUILT | CONS | 82593577 |  |  | 68.5 | ASBUILT | WSL |  | Waikato,Ngāti Maru,Ngāti Tamaoho,Ngāti Tamaterā,Ngāti Pāoa,Ngāi Tai ki Tāmaki,Ngāti Hako,Te Ākitai Waiohua | 1.97 | 2 |  |  |  | no | 5 | 3 | 1 | CCTV NOT Available or Over 30 Years Old & Soil Type Available | 3.338 | 3 | 3 | 3 | 2.5 | Property Parcels | 1 | Aquifer - Drury Sand Aquifer | 5 | 1.23 | 0.6 | Diameter Used For Flow Approximation & Depth Available | 68.5224 | 8
4589 | 704423 | 5058387 | 0 | 81191232 | DSRHL | Redhills Branch Sewer | Gravity | Pipe | Buried | OP | GRP | None | 2020-09-30 | 17.1 | 16.88 | 0.1s | NI | Transmission | 2013011 | 2 |  |  |  | 650 | ASBUILT | ASBUILT | ASBUILT | ASBUILT | CONS | 81190995 |  | DSRHL-D82-PIPE131 | 64.22 | ASBUILT | WSL |  | Te Kawerau a Maki,Ngāti Whātua,Ngāti Whātua o Kaipara,Ngāti Whātua o Ōrākei,Ngāti Tamaoho,Ngāti Manuhiri,Ngāti Tamaterā,Te Ākitai Waiohua | 1.76 | 2 |  |  |  | no | 5 | 1 | 1 | CCTV NOT Available or Over 30 Years Old & Soil Type Available | 3.338 | 3 | 3 | 3 | 2.5 | Property Parcels | 1 |  | 5 | 1.23 | 0.6 | Diameter Used For Flow Approximation & Depth Available | 64.2178 | 8
4655 | 735289 | 5637820 | 0 | 82638176 | DSDRU | Drury Branch Sewer | Gravity | Pipe | Buried | OP | GRP | None | 2020-04-01 | 4.38 | 4.1 | 0.1s | SI | Transmission | 2013130 | 2 |  |  |  | 600 | ASBUILT | ASBUILT | ASBUILT | ASBUILT | CONS | 82593579 |  |  | 53.8 | ASBUILT | WSL |  | Waikato,Ngāti Maru,Ngāti Tamaoho,Ngāti Tamaterā,Ngāti Pāoa,Ngāi Tai ki Tāmaki,Ngāti Hako,Te Ākitai Waiohua | 1.97 | 2 |  |  |  | no | 5 | 3 | 1 | CCTV NOT Available or Over 30 Years Old & Soil Type Available | 3.338 | 3 | 3 | 3 | 2.5 | Property Parcels | 1 | Aquifer - Drury Sand Aquifer | 5 | 1.23 | 0.6 | Diameter Used For Flow Approximation & Depth Available | 53.8482 | 8
4645 | 735216 | 5637419 | 0 | 82638175 | DSDRU | Drury Branch Sewer | Gravity | Pipe | Buried | OP | GRP | None | 2020-04-01 | 4.63 | 4.4 | 0.1s | SI | Transmission | 2013130 | 2 |  |  |  | 600 | ASBUILT | ASBUILT | ASBUILT | ASBUILT | CONS | 82593580 |  |  | 41.54 | ASBUILT | WSL |  | Waikato,Ngāti Maru,Ngāti Tamaoho,Ngāti Tamaterā,Ngāti Pāoa,Ngāi Tai ki Tāmaki,Ngāti Hako,Te Ākitai Waiohua | 1.97 | 2 |  |  |  | no | 5 | 3 | 1 | CCTV NOT Available or Over 30 Years Old & Soil Type Available | 3.338 | 3 | 3 | 3 | 2.5 | Property Parcels | 1 | Aquifer - Drury Sand Aquifer | 5 | 1.23 | 0.6 | Diameter Used For Flow Approximation & Depth Available | 41.5484 | 8
4318 | 4605 | 2619077 | 10095122 | 197622 | DSTSE | Tamaki South East Branch | Gravity | Pipe | Buried | OP | CONC | None | 2015-11-01 | 28.82 | 28.68 | 0.1s | TE | Transmission | T0000779 | 2 |  |  | 4 | 675 | [5 empty] | 78176 | NA |  | 34.45 |  | WSL |  | Waikato,Ngāti Maru,Ngāti Tamaoho,Ngāti Whanaunga,Ngāti Tamaterā,Ngāti Pāoa,Ngāi Tai ki Tāmaki,Ngāti Hako,Te Ākitai Waiohua | 1.76 | 2 |  |  |  | no | 5 | 1 | 1 | CCTV NOT Available or Over 30 Years Old & Soil Type Available | 3.338 | 3 | 3 | 3 | 2.5 | Property Parcels | 1 |  | 5 | 1.23 | 0.6 | Diameter Used For Flow Approximation & Depth Available | 34.4531 | 8
4587 | 704418 | 5058383 | 0 | 81191230 | DSRHL | Redhills Branch Sewer | Gravity | Pipe | Buried | OP | CONC | None | 2020-09-30 | 17.55 | 17.44 | 0.1s | NI | Transmission | 2013011 | 2 |  |  |  | 600 | ASBUILT | ASBUILT | ASBUILT | ASBUILT | CONS | 81191008 |  | DSRHL-D82-PIPE151 | 32.28 | ASBUILT | WSL |  | Te Kawerau a Maki,Ngāti Whātua,Ngāti Whātua o Kaipara,Ngāti Whātua o Ōrākei,Ngāti Tamaoho,Ngāti Tamaterā,Te Ākitai Waiohua | 1.76 | 2 |  |  |  | no | 5 | 1 | 1 | CCTV NOT Available or Over 30 Years Old & Soil Type Available | 3.338 | 3 | 3 | 3 | 2.5 | Property Parcels | 1 |  | 5 | 1.23 | 0.6 | Diameter Used For Flow Approximation & Depth Available | 32.2763 | 8
4586 | 704416 | 5058381 | 0 | 81191229 | DSRHL | Redhills Branch Sewer | Gravity | Pipe | Buried | OP | CONC | None | 2020-10-01 | 17.67 | 17.59 | 0.1s | NI | Transmission | 2013011 | 2 |  |  |  | 600 | ASBUILT | ASBUILT | ASBUILT | ASBUILT | CONS | 81191009 |  | DSRHL-D82-PIPE161 | 19.61 | ASBUILT | WSL |  | Te Kawerau a Maki,Ngāti Whātua,Ngāti Whātua o Kaipara,Ngāti Whātua o Ōrākei,Ngāti Tamaoho,Ngāti Tamaterā,Te Ākitai Waiohua | 1.76 | 2 |  |  |  | no | 5 | 1 | 1 | CCTV NOT Available or Over 30 Years Old & Soil Type Available | 3.338 | 3 | 3 | 3 | 2.5 | Property Parcels | 1 |  | 5 | 1.23 | 0.6 | Diameter Used For Flow Approximation & Depth Available | 19.6069 | 8
4402 | 4698 | 2734738 | 10105538 | 195019 | DSGLE | Glen Eden Branch | Gravity | Pipe | Buried | OP | AC | None | 2017-12-24 | 15.76 | 15.71 | 0.1s | WI | Transmission | T0001202 | 2 |  |  | 4 | 600 | [5 empty] | 75221 | NA |  | 4.6 |  | WSL |  | Te Kawerau a Maki,Ngāti Whātua,Ngāti Whātua o Ōrākei,Ngāti Tamaoho,Ngāti Tamaterā,Te Ākitai Waiohua | 1.97 | 2 |  |  |  | no | 5 | 3 | 1 | CCTV NOT Available or Over 30 Years Old & Soil Type Available | 3.338 | 3 | 3 | 3 | 2.5 | Property Parcels | 1 |  | 5 | 1.23 | 0.6 | Diameter Used For Flow Approximation & Depth Available | 4.6037 | 8
3065 | 3326 | 912317 | 10088799 | 197532 | DSTPF | Takapuna Foreshore Branch Sewer TS6B | Gravity | Pipe | Buried | OP | CI | None | 1940-01-01 |  |  | dwg | NI | Transmission | Legacy | 2 |  |  | 4 | 600 | [5 empty] | 65377 | NA |  | 63.14 |  | WSL |  | Te Kawerau a Maki,Ngāti Whātua,Ngāti Maru,Ngāti Whātua o Ōrākei,Ngāti Tamaoho,Ngāti Manuhiri,Te Patukirikiri,Ngāti Whanaunga,Ngāti Tamaterā,Ngāti Pāoa,Ngāi Tai ki Tāmaki,Ngāti Hako,Te Ākitai Waiohua | 3.81 | 4 | 3 | 2015 | te puna wai | no | 3 | 3 | 5 | CCTV Available (0-10 Years Old) & Soil Type Available | 3.338 | 3 | 3 | 3 | 2.5 | Property Parcels, Safe Swim Beach | 1 | Ocean Intercept, Place Of Historic Heritage - Winifred Chapple residence (former) | 5 | 1.23 | 0.6 | Diameter Used For Flow Approximation & Depth Available | 63.1376 | 18
4723 | 745479 | 5724196 | 0 | 82770450 | DSMIL | Milldale Branch Sewer | Gravity | Pipe | Buried | OP | CONC | None | 2021-02-26 | 9.1 | 8.8 | 0.1s | NI | Transmission | 2012755.00 | 2 |  |  |  | 675 | ASBUILT | ASBUILT | ASBUILT | ASBUILT | CONS | 82750943 |  |  | 54.15 | ASBUILT | WSL |  | Te Kawerau a Maki,Ngāti Whātua,Ngāti Maru,Ngāti Whātua o Kaipara,Ngāti Manuhiri,Ngāti Whanaunga,Ngāti Tamaterā,Ngāti Pāoa,Ngāi Tai ki Tāmaki,Ngāti Hako,Te Ākitai Waiohua | 1.59 | 2 |  |  |  | no | 3 | 3 | 1 | CCTV NOT Available or Over 30 Years Old & Soil Type Not Available | 3.338 | 3 | 3 | 3 | 2.5 | Property Parcels | 1 |  | 5 | 1.23 | 0.6 | Diameter Used For Flow Approximation & Depth Available | 54.1504 | 8
4747 | 745515 | 5724198 | 0 | 82770452 | DSMIL | Milldale Branch Sewer | Gravity | Pipe | Buried | OP | CONC | None | 2021-02-26 | 8.48 | 8.37 | 0.1s | NI | Transmission | 2012755.00 | 2 |  |  |  | 675 | ASBUILT | ASBUILT | ASBUILT | ASBUILT | CONS | 82750941 |  |  | 40.66 | ASBUILT | WSL |  | Te Kawerau a Maki,Ngāti Whātua,Ngāti Maru,Ngāti Whātua o Kaipara,Ngāti Manuhiri,Ngāti Whanaunga,Ngāti Tamaterā,Ngāti Pāoa,Ngāi Tai ki Tāmaki,Ngāti Hako,Te Ākitai Waiohua | 1.59 | 2 |  |  |  | no | 3 | 3 | 1 | CCTV NOT Available or Over 30 Years Old & Soil Type Not Available | 3.338 | 3 | 3 | 3 | 2.5 | Property Parcels | 1 |  | 5 | 1.23 | 0.6 | Diameter Used For Flow Approximation & Depth Available | 40.6624 | 8
4746 | 745514 | 5724197 | 0 | 82770451 | DSMIL | Milldale Branch Sewer | Gravity | Pipe | Buried | OP | CONC | None | 2021-02-26 | 8.76 | 8.65 | 0.1s | NI | Transmission | 2012755.00 | 2 |  |  |  | 675 | ASBUILT | ASBUILT | ASBUILT | ASBUILT | CONS | 82750942 |  |  | 24.79 | ASBUILT | WSL |  | Te Kawerau a Maki,Ngāti Whātua,Ngāti Maru,Ngāti Whātua o Kaipara,Ngāti Manuhiri,Ngāti Whanaunga,Ngāti Tamaterā,Ngāti Pāoa,Ngāi Tai ki Tāmaki,Ngāti Hako,Te Ākitai Waiohua | 1.59 | 2 |  |  |  | no | 3 | 3 | 1 | CCTV NOT Available or Over 30 Years Old & Soil Type Not Available | 3.338 | 3 | 3 | 3 | 2.5 | Property Parcels | 1 |  | 5 | 1.23 | 0.6 | Diameter Used For Flow Approximation & Depth Available | 24.7896 | 8
2248 | 2459 | 17863 | 10004396 | 193206 | DSB07 | Branch 7 Arch Hill | Gravity | Pipe | Buried | OP | CLS | None | 2004-02-19 | 15.05 | 14.44 | dwg | OM | Transmission | Legacy | 2 |  |  | 4 | 760 | [5 empty] | 74169 | NA |  | 12.01 |  | WSL |  | Te Kawerau a Maki,Ngāti Whātua,Ngāti Maru,Ngāti Whātua o Ōrākei,Ngāti Tamaoho,Ngāti Tamaterā,Ngāi Tai ki Tāmaki,Ngāti Hako,Te Ākitai Waiohua | 2 | 2 | 2 | 2016 | te puna wai | no | 3 | 3 | 1 | CCTV Available (0-10 Years Old) & Soil Type Available | 3.338 | 3 | 3 | 3 | 2.5 | Property Parcels | 1 |  | 5 | 1.23 | 0.6 | Diameter Used For Flow Approximation & Depth Available | 12.0058 | 8
4652 | 735226 | 5637418 | 0 | 82638174 | DSDRU | Drury Branch Sewer | Gravity | Pipe | Buried | OP | GRP | None | 2020-04-01 | 5.43 | 4.67 | 0.1s | SI | Transmission | 2013130 | 2 |  |  |  | 600 | ASBUILT | ASBUILT | ASBUILT | ASBUILT | CONS | 82593581 |  |  | 135.64 | ASBUILT | WSL |  | Waikato,Ngāti Maru,Ngāti Tamaoho,Ngāti Tamaterā,Ngāti Pāoa,Ngāi Tai ki Tāmaki,Ngāti Hako,Te Ākitai Waiohua | 1.21 | 1 |  |  |  | no | 1 | 3 | 1 | CCTV NOT Available or Over 30 Years Old & Soil Type Available | 3.338 | 3 | 3 | 3 | 2.5 | Property Parcels | 1 | Aquifer - Drury Sand Aquifer | 5 | 1.23 | 0.6 | Diameter Used For Flow Approximation & Depth Available | 135.6365 | 4
4592 | 704429 | 5058393 | 0 | 81191235 | DSRHL | Redhills Branch Sewer | Gravity | Pipe | Buried | OP | CONC | None | 2020-09-30 | 16.29 | 15.97 | 0.1s | NI | Transmission | 2013011 | 2 |  |  |  | 675 | ASBUILT | ASBUILT | ASBUILT | ASBUILT | CONS | 81191007 |  | DSRHL-D82-PIPE101 | 134.09 | ASBUILT | WSL |  | Te Kawerau a Maki,Ngāti Whātua,Ngāti Whātua o Kaipara,Ngāti Whātua o Ōrākei,Ngāti Tamaoho,Ngāti Manuhiri,Ngāti Tamaterā,Te Ākitai Waiohua | 1.21 | 1 |  |  |  | no | 1 | 3 | 1 | CCTV NOT Available or Over 30 Years Old & Soil Type Available | 3.338 | 3 | 3 | 3 | 2.5 | Property Parcels | 1 |  | 5 | 1.23 | 0.6 | Diameter Used For Flow Approximation & Depth Available | 134.0908 | 4
4583 | 704409 | 5058375 | 0 | 81191226 | DSRHL | Redhills Branch Sewer | Gravity | Pipe | Buried | OP | CONC | None | 2020-10-04 | 18.86 | 18.33 | 0.1s | NI | Transmission | 2013011 | 2 |  |  |  | 600 | ASBUILT | ASBUILT | ASBUILT | ASBUILT | CONS | 81191012 |  | DSRHL-D82-PIPE191 | 128.12 | ASBUILT | WSL |  | Te Kawerau a Maki,Ngāti Whātua,Ngāti Whātua o Kaipara,Ngāti Whātua o Ōrākei,Ngāti Tamaoho,Ngāti Tamaterā,Te Ākitai Waiohua | 1.21 | 1 |  |  |  | no | 1 | 3 | 1 | CCTV NOT Available or Over 30 Years Old & Soil Type Available | 3.338 | 3 | 3 | 3 | 2.5 | Property Parcels | 1 |  | 5 | 1.23 | 0.6 | Diameter Used For Flow Approximation & Depth Available | 128.1175 | 4
4599 | 704443 | 5058407 | 0 | 81191242 | DSRHL | Redhills Branch Sewer | Gravity | Pipe | Buried | OP | PE | None | 2020-10-01 | 13.78 | 13.07 | 0.1s | NI | Transmission | 2013011 | 2 |  |  |  | 710 | ASBUILT | ASBUILT | ASBUILT | ASBUILT | CONS | 81191000 |  | DSRHL-D82-PIPE031 | 124.09 | ASBUILT | WSL |  | Te Kawerau a Maki,Ngāti Whātua,Ngāti Whātua o Kaipara,Ngāti Whātua o Ōrākei,Ngāti Tamaoho,Ngāti Manuhiri,Ngāti Tamaterā,Te Ākitai Waiohua | 1.21 | 1 |  |  |  | no | 1 | 3 | 1 | CCTV NOT Available or Over 30 Years Old & Soil Type Available | 3.338 | 3 | 3 | 3 | 2.5 | Property Parcels | 1 |  | 5 | 1.23 | 0.6 | Diameter Used For Flow Approximation & Depth Available | 124.088 | 4
4656 | 735291 | 5637821 | 0 | 82638178 | DSDRU | Drury Branch Sewer | Gravity | Pipe | Buried | OP | GRP | None | 2020-04-01 | 4.06 | 3.7 | 0.1s | SI | Transmission | 2013130 | 2 |  |  |  | 700 | ASBUILT | ASBUILT | ASBUILT | ASBUILT | CONS | 82593578 |  |  | 117.24 | ASBUILT | WSL |  | Waikato,Ngāti Maru,Ngāti Tamaoho,Ngāti Tamaterā,Ngāti Pāoa,Ngāi Tai ki Tāmaki,Ngāti Hako,Te Ākitai Waiohua | 1.21 | 1 |  |  |  | no | 1 | 3 | 1 | CCTV NOT Available or Over 30 Years Old & Soil Type Available | 3.338 | 3 | 3 | 3 | 2.5 | Property Parcels | 1 | Aquifer - Drury Sand Aquifer | 5 | 1.23 | 0.6 | Diameter Used For Flow Approximation & Depth Available | 117.2489 | 4
4597 | 704439 | 5058403 | 0 | 81191240 | DSRHL | Redhills Branch Sewer | Gravity | Pipe | Buried | OP | CONC | None | 2020-10-01 | 14.71 | 14.46 | 0.1s | NI | Transmission | 2013011 | 2 |  |  |  | 750 | ASBUILT | ASBUILT | ASBUILT | ASBUILT | CONS | 81191002 |  | DSRHL-D82-PIPE051 | 101.49 | ASBUILT | WSL |  | Te Kawerau a Maki,Ngāti Whātua,Ngāti Whātua o Kaipara,Ngāti Whātua o Ōrākei,Ngāti Tamaoho,Ngāti Manuhiri,Ngāti Tamaterā,Te Ākitai Waiohua | 1.21 | 1 |  |  |  | no | 1 | 3 | 1 | CCTV NOT Available or Over 30 Years Old & Soil Type Available | 3.338 | 3 | 3 | 3 | 2.5 | Property Parcels | 1 |  | 5 | 1.23 | 0.6 | Diameter Used For Flow Approximation & Depth Available | 101.489 | 4
2860 | 3113 | 1673257 | 10080551 | 195371 | DSMND | Manurewa Branch Diversion | Gravity | Pipe | Buried | OP | CONC | None | 2013-07-05 | 5.42 | 5.03 | 0.1s | SI | Transmission | T0000419 | 2 |  |  | 4 | 625 | [5 empty] | 75868 | NA |  | 96.09 |  | WSL |  | Waikato,Ngāti Maru,Ngāti Tamaoho,Ngāti Whanaunga,Ngāti Tamaterā,Ngāti Pāoa,Ngāi Tai ki Tāmaki,Ngāti Hako,Te Ākitai Waiohua | 1 | 1 |  |  |  | no | 1 | 1 | 1 | CCTV NOT Available or Over 30 Years Old & Soil Type Available | 3.338 | 3 | 3 | 3 | 2.5 | Property Parcels | 1 |  | 5 | 1.23 | 0.6 | Diameter Used For Flow Approximation & Depth Available | 96.0882 | 4
4596 | 704437 | 5058401 | 0 | 81191239 | DSRHL | Redhills Branch Sewer | Gravity | Pipe | Buried | OP | CONC | None | 2020-10-02 | 14.99 | 14.76 | 0.1s | NI | Transmission | 2013011 | 2 |  |  |  | 750 | ASBUILT | ASBUILT | ASBUILT | ASBUILT | CONS | 81191003 |  | DSRHL-D82-PIPE061 | 94.84 | ASBUILT | WSL |  | Te Kawerau a Maki,Ngāti Whātua,Ngāti Whātua o Kaipara,Ngāti Whātua o Ōrākei,Ngāti Tamaoho,Ngāti Manuhiri,Ngāti Tamaterā,Te Ākitai Waiohua | 1.21 | 1 |  |  |  | no | 1 | 3 | 1 | CCTV NOT Available or Over 30 Years Old & Soil Type Available | 3.338 | 3 | 3 | 3 | 2.5 | Property Parcels | 1 |  | 5 | 1.23 | 0.6 | Diameter Used For Flow Approximation & Depth Available | 94.8401 | 4
4598 | 704441 | 5058405 | 0 | 81191241 | DSRHL | Redhills Branch Sewer | Gravity | Pipe | Buried | OP | PE | None | 2020-09-30 | 14.44 | 13.81 | 0.1s | NI | Transmission | 2013011 | 2 |  |  |  | 710 | ASBUILT | ASBUILT | ASBUILT | ASBUILT | CONS | 81190999 |  | DSRHL-D82-PIPE041 | 86.6 | ASBUILT | WSL |  | Te Kawerau a Maki,Ngāti Whātua,Ngāti Whātua o Kaipara,Ngāti Whātua o Ōrākei,Ngāti Tamaoho,Ngāti Manuhiri,Ngāti Tamaterā,Te Ākitai Waiohua | 1.21 | 1 |  |  |  | no | 1 | 3 | 1 | CCTV NOT Available or Over 30 Years Old & Soil Type Available | 3.338 | 3 | 3 | 3 | 2.5 | Property Parcels | 1 |  | 5 | 1.23 | 0.6 | Diameter Used For Flow Approximation & Depth Available | 86.5972 | 4
4591 | 704427 | 5058391 | 0 | 81191234 | DSRHL | Redhills Branch Sewer | Gravity | Pipe | Buried | OP | GRP | None | 2020-09-30 | 16.6 | 16.42 | 0.1s | NI | Transmission | 2013011 | 2 |  |  |  | 650 | ASBUILT | ASBUILT | ASBUILT | ASBUILT | CONS | 81190997 |  | DSRHL-D82-PIPE111 | 85.13 | ASBUILT | WSL |  | Te Kawerau a Maki,Ngāti Whātua,Ngāti Whātua o Kaipara,Ngāti Whātua o Ōrākei,Ngāti Tamaoho,Ngāti Manuhiri,Ngāti Tamaterā,Te Ākitai Waiohua | 1.21 | 1 |  |  |  | no | 1 | 3 | 1 | CCTV NOT Available or Over 30 Years Old & Soil Type Available | 3.338 | 3 | 3 | 3 | 2.5 | Property Parcels | 1 |  | 5 | 1.23 | 0.6 | Diameter Used For Flow Approximation & Depth Available | 85.1282 | 4
4649 | 735222 | 5637417 | 0 | 82638173 | DSDRU | Drury Branch Sewer | Gravity | Pipe | Buried | OP | GRP | None | 2020-04-01 | 6.13 | 5.48 | 0.1s | SI | Transmission | 2013130 | 2 |  |  |  | 600 | ASBUILT | ASBUILT | ASBUILT | ASBUILT | CONS | 82593582 |  |  | 66 | ASBUILT | WSL |  | Waikato,Ngāti Maru,Ngāti Tamaoho,Ngāti Tamaterā,Ngāti Pāoa,Ngāi Tai ki Tāmaki,Ngāti Hako,Te Ākitai Waiohua | 1.21 | 1 |  |  |  | no | 1 | 3 | 1 | CCTV NOT Available or Over 30 Years Old & Soil Type Available | 3.338 | 3 | 3 | 3 | 2.5 | Property Parcels | 1 | Aquifer - Drury Sand Aquifer | 5 | 1.23 | 0.6 | Diameter Used For Flow Approximation & Depth Available | 66.0728 | 4
4593 | 704431 | 5058395 | 0 | 81191236 | DSRHL | Redhills Branch Sewer | Gravity | Pipe | Buried | OP | PE | None | 2020-09-30 | 15.93 | 15.77 | 0.1s | NI | Transmission | 2013011 | 2 |  |  |  | 630 | ASBUILT | ASBUILT | ASBUILT | ASBUILT | CONS | 81191006 |  | DSRHL-D82-PIPE081 | 58.81 | ASBUILT | WSL |  | Te Kawerau a Maki,Ngāti Whātua,Ngāti Whātua o Kaipara,Ngāti Whātua o Ōrākei,Ngāti Tamaoho,Ngāti Manuhiri,Ngāti Tamaterā,Te Ākitai Waiohua | 1.21 | 1 |  |  |  | no | 1 | 3 | 1 | CCTV NOT Available or Over 30 Years Old & Soil Type Available | 3.338 | 3 | 3 | 3 | 2.5 | Property Parcels | 1 |  | 5 | 1.23 | 0.6 | Diameter Used For Flow Approximation & Depth Available | 58.8101 | 4
4654 | 735281 | 5638347 | 0 | 82638181 | DSDRU | Drury Branch Sewer | Gravity | Pipe | Buried | OP | GRP | None | 2020-04-01 | 3.53 | 3.2 | 0.1s | SI | Transmission | 2013130 | 2 |  |  |  | 700 | ASBUILT | ASBUILT | ASBUILT | ASBUILT | CONS | 82593576 |  |  | 46.92 | ASBUILT | WSL |  | Waikato,Ngāti Maru,Ngāti Tamaoho,Ngāti Tamaterā,Ngāti Pāoa,Ngāi Tai ki Tāmaki,Ngāti Hako,Te Ākitai Waiohua | 1.21 | 1 |  |  |  | no | 1 | 3 | 1 | CCTV NOT Available or Over 30 Years Old & Soil Type Available | 3.338 | 3 | 3 | 3 | 2.5 | Property Parcels | 1 |  | 5 | 1.23 | 0.6 | Diameter Used For Flow Approximation & Depth Available | 46.9213 | 4
4584 | 704412 | 5058377 | 0 | 81191227 | DSRHL | Redhills Branch Sewer | Gravity | Pipe | Buried | OP | CONC | None | 2020-10-03 | 18.31 | 18.16 | 0.1s | NI | Transmission | 2013011 | 2 |  |  |  | 600 | ASBUILT | ASBUILT | ASBUILT | ASBUILT | CONS | 81191011 |  | DSRHL-D82-PIPE181 | 43.66 | ASBUILT | WSL |  | Te Kawerau a Maki,Ngāti Whātua,Ngāti Whātua o Kaipara,Ngāti Whātua o Ōrākei,Ngāti Tamaoho,Ngāti Tamaterā,Te Ākitai Waiohua | 1.21 | 1 |  |  |  | no | 1 | 3 | 1 | CCTV NOT Available or Over 30 Years Old & Soil Type Available | 3.338 | 3 | 3 | 3 | 2.5 | Property Parcels | 1 |  | 5 | 1.23 | 0.6 | Diameter Used For Flow Approximation & Depth Available | 43.6611 | 4
4595 | 704435 | 5058399 | 0 | 81191238 | DSRHL | Redhills Branch Sewer | Gravity | Pipe | Buried | OP | CONC | None | 2020-10-03 | 15.15 | 15.02 | 0.1s | NI | Transmission | 2013011 | 2 |  |  |  | 750 | ASBUILT | ASBUILT | ASBUILT | ASBUILT | CONS | 81191004 |  | DSRHL-D82-PIPE071 | 36.45 | ASBUILT | WSL |  | Te Kawerau a Maki,Ngāti Whātua,Ngāti Whātua o Kaipara,Ngāti Whātua o Ōrākei,Ngāti Tamaoho,Ngāti Manuhiri,Ngāti Tamaterā,Te Ākitai Waiohua | 1.21 | 1 |  |  |  | no | 1 | 3 | 1 | CCTV NOT Available or Over 30 Years Old & Soil Type Available | 3.338 | 3 | 3 | 3 | 2.5 | Property Parcels | 1 |  | 5 | 1.23 | 0.6 | Diameter Used For Flow Approximation & Depth Available | 36.4455 | 4
3278 | 3543 | 920071 | 10089315 | 194117 | DSBAV | Bayview Branch Sewer TS13 | Gravity | Pipe | Buried | OP | CONC | None | 2002-02-07 | 2.64 | 2.62 | dwg | NI | Transmission | Legacy | 2 |  |  | 4 | 740 | [5 empty] | 64072 | NA |  | 20.66 |  | WSL |  | Te Kawerau a Maki,Ngāti Whātua,Ngāti Maru,Ngāti Whātua o Ōrākei,Ngāti Tamaoho,Ngāti Manuhiri,Ngāti Whanaunga,Ngāti Tamaterā,Ngāti Pāoa,Ngāi Tai ki Tāmaki,Ngāti Hako,Te Ākitai Waiohua | 1 | 1 |  |  |  | no | 1 | 1 | 1 | CCTV NOT Available or Over 30 Years Old & Soil Type Available | 3.338 | 3 | 3 | 3 | 2.5 | Property Parcels | 1 |  | 5 | 1.23 | 0.6 | Diameter Used For Flow Approximation & Depth Available | 20.6611 | 4
29 | 31 | 17419 | 10005959 | 195310 | DSHIN | Howick Interceptor | Gravity | Pipe | Buried | OP | CONC | None | 1964-06-30 | 10.48 | 10.42 | dwg | HI | Transmission | Legacy | 1 |  |  | 4 | 600 | [5 empty] | 75436 | NA |  | 15.24 |  | WSL |  | Waikato,Ngāti Maru,Ngāti Tamaoho,Ngāti Whanaunga,Ngāti Tamaterā,Ngāti Pāoa,Ngāi Tai ki Tāmaki,Ngāti Hako,Te Ākitai Waiohua | 2 | 2 | 2 | 2015 | CCTV Footage Review Log South_Latest.xls | no | 1 | 3 | 2 | CCTV Available (0-10 Years Old) & Soil Type Available | 3.338 | 3 | 3 | 3 | 2.5 | Property Parcels | 1 |  | 5 | 1.23 | 0.6 | Diameter Used For Flow Approximation & Depth Available | 15.2433 | 8
4600 | 704445 | 5058409 | 0 | 81191259 | DSRHL | Redhills Branch Sewer | Gravity | Pipe | Buried | OP | CONC | None | 2020-09-30 | 13.04 | 13 | 0.1s | NI | Transmission | 2013011 | 2 |  |  |  | 750 | ASBUILT | ASBUILT | ASBUILT | ASBUILT | CONS | 81191001 |  | DSRHL-D82-PIPE021 | 15.16 | ASBUILT | WSL |  | Te Kawerau a Maki,Ngāti Whātua,Ngāti Whātua o Kaipara,Ngāti Whātua o Ōrākei,Ngāti Tamaoho,Ngāti Manuhiri,Ngāti Tamaterā,Te Ākitai Waiohua | 1.21 | 1 |  |  |  | no | 1 | 3 | 1 | CCTV NOT Available or Over 30 Years Old & Soil Type Available | 3.338 | 3 | 3 | 3 | 2.5 | Property Parcels | 1 |  | 5 | 1.23 | 0.6 | Diameter Used For Flow Approximation & Depth Available | 15.5972 | 4
680 | 713 | 15858 | 10004051 | 193352 | DSB01 | Branch 1 Remuera | Gravity | Pipe | In Tunnel | OP | CONC | CIP | 1910-06-30 | 3.75 | 3.74 | dwg | OM | Transmission | Legacy | 2 |  |  | 4 | 750 | [5 empty] | 73904 | NA |  | 11.17 |  | WSL |  | Waikato,Te Kawerau a Maki,Ngāti Whātua,Ngāti Maru,Ngāti Whātua o Ōrākei,Ngāti Tamaoho,Te Patukirikiri,Ngāti Tamaterā,Ngāti Pāoa,Ngāi Tai ki Tāmaki,Ngāti Hako,Te Ākitai Waiohua | 3 | 3 | 3 | 2013 | te puna wai | yes | 1 | 1 | 1 | CCTV Available (10-20 Years Old) & Soil Type Available | 3.338 | 3 | 3 | 3 | 2.5 | Property Parcels | 1 |  | 5 | 1.23 | 0.6 | Diameter Used For Flow Approximation & Depth Available | 11.17 | 14
1166 | 1234 | 15399 | 10005294 | 194700 | DSEDB | Edendale Branch | Gravity | Pipe | Buried | OP | CONC | None | 1914-06-30 | 60.64 | 59.38 | dwg | OM | Transmission | Legacy | 2 |  |  | 4 | 600 | [5 empty] | 74759 | NA |  | 74.55 |  | WSL |  | Waikato,Te Kawerau a Maki,Ngāti Whātua,Ngāti Maru,Ngāti Whātua o Ōrākei,Ngāti Tamaoho,Ngāti Tamaterā,Ngāi Tai ki Tāmaki,Ngāti Hako,Te Ākitai Waiohua | 3.81 | 4 | 3 | 2017 | CCTV Footage Review Log South_Latest.xls | no | 3 | 3 | 5 | CCTV Available (0-10 Years Old) & Soil Type Available | 3.3375 | 3 | 1 | 3 | 3.5 | Property Parcels, Building Outlines | 1 |  | 1 | 1.395 | 0.0036903 | Modelled Flow Data Used & Depth Available | 74.5546 | 18
1146 | 1213 | 15357 | 10005293 | 194188 | DSEDB | Edendale Branch | Gravity | Pipe | Buried | OP | CONC | None | 1914-06-30 | 59.38 | 57.99 | dwg | OM | Transmission | Legacy | 2 |  |  | 4 | 600 | [5 empty] | 74758 | NA |  | 74.53 |  | WSL |  | Waikato,Te Kawerau a Maki,Ngāti Whātua,Ngāti Maru,Ngāti Whātua o Ōrākei,Ngāti Tamaoho,Ngāti Tamaterā,Ngāi Tai ki Tāmaki,Ngāti Hako,Te Ākitai Waiohua | 3.81 | 4 | 3 | 2017 | CCTV Footage Review Log South_Latest.xls | no | 3 | 3 | 5 | CCTV Available (0-10 Years Old) & Soil Type Available | 3.3371 | 3 | 1 | 3 | 3.5 | Property Parcels, Building Outlines | 1 |  | 1 | 1.395 | 0.0040024 | Modelled Flow Data Used & Depth Available | 74.5315 | 18
908 | 958 | 16342 | 10005055 | 193940 | DSBBH | Bucklands Beach Branch | Gravity | Pipe | Piered | OP | CONC | None | 1966-06-30 | 9.17 | 9.07 | dwg | HI | Transmission | DC10034 | 2 |  |  | 4 | 675 | [5 empty] | 74574 | NA |  | 73.11 |  | WSL |  | Waikato,Ngāti Maru,Ngāti Tamaoho,Ngāti Whanaunga,Ngāti Tamaterā,Ngāti Pāoa,Ngāi Tai ki Tāmaki,Ngāti Hako,Te Ākitai Waiohua | 2.39 | 2 | 2 | 2018 | te puna wai | no | 5 | 3 | 2 | CCTV Available (0-10 Years Old) & Soil Type Available | 3.3371 | 3 | 3 | 3 | 2.5 | Property Parcels | 4 | NZ River Lines | 1.5 | 1.385 | 0.055402 | Modelled Flow Data Used & Depth Available | 73.1106 | 8
1147 | 1214 | 15358 | 10005292 | 194854 | DSEDB | Edendale Branch | Gravity | Pipe | Buried | OP | CONC | None | 1914-06-30 | 57.99 | 57.37 | dwg | OM | Transmission | Legacy | 2 |  |  | 4 | 600 | [5 empty] | 74757 | NA |  | 35.93 |  | WSL |  | Waikato,Te Kawerau a Maki,Ngāti Whātua,Ngāti Maru,Ngāti Whātua o Ōrākei,Ngāti Tamaoho,Ngāti Tamaterā,Ngāi Tai ki Tāmaki,Ngāti Hako,Te Ākitai Waiohua | 3.81 | 4 | 3 | 2017 | CCTV Footage Review Log South_Latest.xls | no | 3 | 3 | 5 | CCTV Available (0-10 Years Old) & Soil Type Available | 3.337 | 3 | 1 | 3 | 3.5 | Property Parcels, Building Outlines | 1 |  | 1 | 1.395 | 0.0040957 | Modelled Flow Data Used & Depth Available | 35.9334 | 18
1178 | 1246 | 15156 | 10004588 | 193649 | DSB09 | Branch 9 Mt Roskill | Gravity | Pipe | Buried | OP | CONC | None | 1946-06-30 | 38.66 | 38.37 | dwg | WI | Transmission | Legacy | 2 |  |  | 4 | 675 | [5 empty] | 74293 | NA |  | 73.17 |  | WSL |  | Waikato,Te Kawerau a Maki,Ngāti Whātua,Ngāti Maru,Ngāti Whātua o Ōrākei,Ngāti Tamaoho,Ngāti Tamaterā,Ngāi Tai ki Tāmaki,Ngāti Hako,Te Ākitai Waiohua | 2.24 | 2 | 2 | 2016 | CCTV Footage Review Log South_Latest.xls | no | 1 | 1 | 3 | CCTV Available (0-10 Years Old) & Soil Type Available | 3.337 | 3 | 1 | 3 | 3.5 | Property Parcels, Building Outlines | 1 |  | 1 | 1.395 | 0.004131 | Modelled Flow Data Used & Depth Available | 73.1673 | 8
2435 | 2647 | 15289 | 10005003 | 194096 | DSB9C | Branch 9C Carrington | Gravity | Pipe | Buried | OP | CONC | None | 1946-06-30 | 24.29 | 23.93 | dwg | OM | Transmission | Legacy | 2 |  |  | 4 | 675 | [5 empty] | 74529 | NA |  | 72.87 |  | WSL |  | Waikato,Te Kawerau a Maki,Ngāti Whātua,Ngāti Maru,Ngāti Whātua o Ōrākei,Ngāti Tamaoho,Ngāti Tamaterā,Ngāi Tai ki Tāmaki,Ngāti Hako,Te Ākitai Waiohua | 2.29 | 2 | 2 | 2011 | te puna wai | no | 1 | 1 | 3 | CCTV Available (10-20 Years Old) & Soil Type Available | 3.3341 | 3 | 1 | 3 | 3.5 | Property Parcels, Building Outlines | 1 | Significant Ecological Area - SEA_T_6008 | 1 | 1.395 | 0.0062867 | Modelled Flow Data Used & Depth Available | 72.8714 | 8
2432 | 2644 | 15288 | 10005000 | 193516 | DSB9C | Branch 9C Carrington | Gravity | Pipe | Buried | OP | CONC | None | 1946-06-30 | 20.89 | 20.58 | dwg | OM | Transmission | Legacy | 2 |  |  | 4 | 675 | [5 empty] | 74526 | NA |  | 60.31 |  | WSL |  | Waikato,Te Kawerau a Maki,Ngāti Whātua,Ngāti Maru,Ngāti Whātua o Ōrākei,Ngāti Tamaoho,Ngāti Tamaterā,Ngāi Tai ki Tāmaki,Ngāti Hako,Te Ākitai Waiohua | 2.84 | 3 | 2 | 2011 | te puna wai | no | 5 | 1 | 3 | CCTV Available (10-20 Years Old) & Soil Type Available | 3.333 | 3 | 1 | 3 | 3.5 | Property Parcels, Building Outlines | 1 | Significant Ecological Area - SEA_T_6008 | 1 | 1.395 | 0.0071135 | Modelled Flow Data Used & Depth Available | 60.3068 | 14
481 | 501 | 16640 | 10005886 | 194767 | DSHIN | Howick Interceptor | Gravity | Pipe | Buried | OP | CONC | None | 1964-06-30 | 1.98 | 1.97 | dwg | HI | Transmission | Legacy | 1 |  |  | 4 | 1050 | [5 empty] | 75370 | NA |  | 6.42 |  | WSL |  | Waikato,Ngāti Maru,Ngāti Tamaoho,Ngāti Whanaunga,Ngāti Tamaterā,Ngāti Pāoa,Ngāi Tai ki Tāmaki,Ngāti Hako,Te Ākitai Waiohua | 2 | 2 | 2 | 2015 | CCTV Footage Review Log South_Latest.xls | no | 1 | 1 | 2 | CCTV Available (0-10 Years Old) & Soil Type Available | 3.3316 | 3 | 4 | 4 | 2.5 | Property Parcels | 1 |  | 5 | 1.295 | 0.13152 | Modelled Flow Data Used & Depth Available | 6.4235 | 8
293 | 305 | 16125 | 10005887 | 195292 | DSHIN | Howick Interceptor | Gravity | Pipe | Buried | OP | CONC | None | 1964-06-30 | 2.1 | 1.98 | dwg | HI | Transmission | Legacy | 1 |  |  | 4 | 1050 | [5 empty] | 75371 | NA |  | 98.93 |  | WSL |  | Waikato,Ngāti Maru,Ngāti Tamaoho,Ngāti Whanaunga,Ngāti Tamaterā,Ngāti Pāoa,Ngāi Tai ki Tāmaki,Ngāti Hako,Te Ākitai Waiohua | 2.27 | 2 | 2 | 2015 | CCTV Footage Review Log South_Latest.xls | no | 5 | 1 | 2 | CCTV Available (0-10 Years Old) & Soil Type Available | 3.3307 | 3 | 4 | 4 | 2.5 | Property Parcels | 1 |  | 5 | 1.295 | 0.1307 | Modelled Flow Data Used & Depth Available | 98.9288 | 8
938 | 990 | 15318 | 10004876 | 193632 | DSB7A | Branch 7A Morningside | Gravity | Pipe | Buried | OP | CONC | RBLOC | 1912-06-30 | 30.03 | 29.87 | dwg | OM | Transmission | Legacy | 2 |  |  | 4 | 686 | [5 empty] | 74453 | NA |  | 62.73 |  | WSL |  | Waikato,Te Kawerau a Maki,Ngāti Whātua,Ngāti Maru,Ngāti Whātua o Ōrākei,Ngāti Tamaoho,Ngāti Tamaterā,Ngāi Tai ki Tāmaki,Ngāti Hako,Te Ākitai Waiohua | 2 | 2 | 2 | 2017 | CCTV Footage Review Log South_Latest.xls | no | 1 | 1 | 1 | CCTV Available (0-10 Years Old) & Soil Type Available | 3.3307 | 3 | 2 | 3 | 3.5 | Property Parcels, Building Outlines | 1 |  | 1 | 1.395 | 0.019918 | Modelled Flow Data Used & Depth Available | 62.7312 | 8
292 | 304 | 16126 | 10005888 | 194921 | DSHIN | Howick Interceptor | Gravity | Pipe | Buried | OP | CONC | None | 1964-06-30 | 2.24 | 2.1 | dwg | HI | Transmission | Legacy | 1 |  |  | 4 | 1050 | [5 empty] | 75372 | NA |  | 112.11 |  | WSL |  | Waikato,Ngāti Maru,Ngāti Tamaoho,Ngāti Whanaunga,Ngāti Tamaterā,Ngāti Pāoa,Ngāi Tai ki Tāmaki,Ngāti Hako,Te Ākitai Waiohua | 2.27 | 2 | 2 | 2015 | CCTV Footage Review Log South_Latest.xls | no | 5 | 1 | 2 | CCTV Available (0-10 Years Old) & Soil Type Available | 3.3306 | 3 | 4 | 4 | 2.5 | Property Parcels, Building Outlines | 1 |  | 5 | 1.295 | 0.13058 | Modelled Flow Data Used & Depth Available | 112.1052 | 8
133 | 139 | 16088 | 10005892 | 194922 | DSHIN | Howick Interceptor | Gravity | Pipe | Buried | OP | CONC | None | 1964-06-30 | 2.79 | 2.66 | dwg | HI | Transmission | Legacy | 1 |  |  | 4 | 1050 | [5 empty] | 75376 | NA |  | 100.55 |  | WSL |  | Waikato,Ngāti Maru,Ngāti Tamaoho,Ngāti Whanaunga,Ngāti Tamaterā,Ngāti Pāoa,Ngāi Tai ki Tāmaki,Ngāti Hako,Te Ākitai Waiohua | 3 | 3 | 3 | 2015 | CCTV Footage Review Log South_Latest.xls | no | 5 | 1 | 2 | CCTV Available (0-10 Years Old) & Soil Type Available | 3.3281 | 3 | 4 | 4 | 2.5 | Property Parcels, Building Outlines | 1 |  | 5 | 1.295 | 0.12818 | Modelled Flow Data Used & Depth Available | 100.5505 | 14
291 | 303 | 16127 | 10005889 | 195448 | DSHIN | Howick Interceptor | Gravity | Pipe | Buried | OP | CONC | None | 1964-06-30 | 2.37 | 2.24 | dwg | HI | Transmission | Legacy | 1 |  |  | 4 | 1050 | [5 empty] | 75373 | NA |  | 104.82 |  | WSL |  | Waikato,Ngāti Maru,Ngāti Tamaoho,Ngāti Whanaunga,Ngāti Tamaterā,Ngāti Pāoa,Ngāi Tai ki Tāmaki,Ngāti Hako,Te Ākitai Waiohua | 2 | 2 | 2 | 2015 | CCTV Footage Review Log South_Latest.xls | no | 1 | 3 | 2 | CCTV Available (0-10 Years Old) & Soil Type Available | 3.328 | 3 | 4 | 4 | 2.5 | Property Parcels | 1 |  | 5 | 1.295 | 0.12818 | Modelled Flow Data Used & Depth Available | 104.822 | 8
290 | 302 | 16124 | 10005890 | 194768 | DSHIN | Howick Interceptor | Gravity | Pipe | Buried | OP | CONC | None | 1964-06-30 | 2.51 | 2.37 | dwg | HI | Transmission | Legacy | 1 |  |  | 4 | 1050 | [5 empty] | 75374 | NA |  | 105.51 |  | WSL |  | Waikato,Ngāti Maru,Ngāti Tamaoho,Ngāti Whanaunga,Ngāti Tamaterā,Ngāti Pāoa,Ngāi Tai ki Tāmaki,Ngāti Hako,Te Ākitai Waiohua | 2 | 2 | 2 | 2015 | CCTV Footage Review Log South_Latest.xls | no | 1 | 3 | 2 | CCTV Available (0-10 Years Old) & Soil Type Available | 3.328 | 3 | 4 | 4 | 2.5 | Property Parcels, Building Outlines | 1 |  | 5 | 1.295 | 0.12815 | Modelled Flow Data Used & Depth Available | 105.5118 | 8
134 | 140 | 16089 | 10005893 | 195449 | DSHIN | Howick Interceptor | Gravity | Pipe | Buried | OP | CONC | None | 1964-06-30 | 2.98 | 2.79 | dwg | HI | Transmission | Legacy | 1 |  |  | 4 | 1050 | [5 empty] | 75377 | NA |  | 156.22 |  | WSL |  | Waikato,Ngāti Maru,Ngāti Tamaoho,Ngāti Whanaunga,Ngāti Tamaterā,Ngāti Pāoa,Ngāi Tai ki Tāmaki,Ngāti Hako,Te Ākitai Waiohua | 2 | 2 | 2 | 2015 | CCTV Footage Review Log South_Latest.xls | no | 1 | 3 | 2 | CCTV Available (0-10 Years Old) & Soil Type Available | 3.3279 | 3 | 4 | 4 | 2.5 | Property Parcels, Building Outlines | 1 |  | 5 | 1.295 | 0.12808 | Modelled Flow Data Used & Depth Available | 156.2201 | 8
2337 | 2548 | 14911 | 10006801 | 195832 | DSONE | Onehunga Branch | Gravity | Pipe | Buried | OP | CONC | None | 1962-06-30 | 19.5 | 19.45 | dwg | WI | Transmission | Legacy | 2 |  |  | 4 | 600 | [5 empty] | 76114 | NA |  | 29.15 |  | WSL |  | Waikato,Te Kawerau a Maki,Ngāti Whātua,Ngāti Maru,Ngāti Whātua o Ōrākei,Ngāti Tamaoho,Ngāti Tamaterā,Ngāti Pāoa,Ngāi Tai ki Tāmaki,Ngāti Hako,Te Ākitai Waiohua | 2.67 | 3 | 2 | 2021 | CCTV Footage Review Log South_Latest.xls | yes | 5 | 1 | 3 | CCTV Available (0-10 Years Old) & Soil Type Available | 3.3268 | 3 | 2 | 3 | 3.5 | Property Parcels, Building Outlines | 1 | Aquifer - Mt Wellington Volcanic Aquifer | 1 | 1.395 | 0.02645 | Modelled Flow Data Used & Depth Available | 29.1459 | 14
2947 | 3205 | 2566547 | 10086821 | 196903 | DSSLD | South Lynn Branch Diversion Sewer | Gravity | Pipe | Buried | OP | PE | None | 2014-05-23 | 20.99 | 18.85 | 0.1s | WI | Transmission | T0000637 | 2 |  |  | 4 | 375 | [5 empty] | 77419 | NA |  | 88.62 |  | WSL |  | Waikato,Te Kawerau a Maki,Ngāti Whātua,Ngāti Whātua o Ōrākei,Ngāti Tamaoho,Ngāti Tamaterā,Te Ākitai Waiohua | 1.97 | 2 |  |  |  | no | 5 | 3 | 1 | CCTV NOT Available or Over 30 Years Old & Soil Type Available | 3.3249 | 3 | 1 | 1 | 2.5 | Property Parcels | 4 | NZ River Lines | 5 | 1.385 | 0.0019658 | Modelled Flow Data Used & Depth Available | 88.6185 | 8
2945 | 3203 | 2566546 | 10086822 | 196960 | DSSLD | South Lynn Branch Diversion Sewer | Gravity | Pipe | Buried | OP | PE | None | 2014-05-23 | 21.9 | 21.02 | 0.1s | WI | Transmission | T0000637 | 2 |  |  | 4 | 375 | [5 empty] | 77420 | NA |  | 73.11 |  | WSL |  | Waikato,Te Kawerau a Maki,Ngāti Whātua,Ngāti Whātua o Ōrākei,Ngāti Tamaoho,Ngāti Tamaterā,Te Ākitai Waiohua | 1.97 | 2 |  |  |  | no | 5 | 3 | 1 | CCTV NOT Available or Over 30 Years Old & Soil Type Available | 3.3249 | 3 | 1 | 1 | 2.5 | Property Parcels | 4 | NZ River Lines | 5 | 1.385 | 0.0019658 | Modelled Flow Data Used & Depth Available | 73.1053 | 8
2943 | 3201 | 2566548 | 10086819 | 197049 | DSSLD | South Lynn Branch Diversion Sewer | Gravity | Pipe | Buried | OP | PE | None | 2014-05-23 | 18.8 | 18.41 | 0.1s | WI | Transmission | T0000637 | 2 |  |  | 4 | 375 | [5 empty] | 77418 | NA |  | 57.15 |  | WSL |  | Waikato,Te Kawerau a Maki,Ngāti Whātua,Ngāti Whātua o Ōrākei,Ngāti Tamaoho,Ngāti Tamaterā,Te Ākitai Waiohua | 1.97 | 2 |  |  |  | no | 5 | 3 | 1 | CCTV NOT Available or Over 30 Years Old & Soil Type Available | 3.3245 | 3 | 1 | 1 | 2.5 | Property Parcels | 4 | NZ River Lines | 5 | 1.385 | 0.0022586 | Modelled Flow Data Used & Depth Available | 57.1521 | 8
1140 | 1206 | 15608 | 10005349 | 194348 | DSEDC | Edgars Creek Branch | Gravity | Pipe | Buried | OP | AC | None | 1979-06-30 | 6.18 | 6.1 | 0.1s | OM | Transmission | T0000692 | 2 |  |  | 4 | 375 | [5 empty] | 74774 | NA |  | 24.31 |  | WSL |  | Te Kawerau a Maki,Ngāti Whātua,Ngāti Maru,Ngāti Whātua o Ōrākei,Ngāti Tamaoho,Ngāti Tamaterā,Ngāi Tai ki Tāmaki,Ngāti Hako,Te Ākitai Waiohua | 2 | 2 | 2 | 2011 | te puna wai | no | 1 | 1 | 2 | CCTV Available (10-20 Years Old) & Soil Type Available | 3.3231 | 3 | 1 | 1 | 2.5 | Property Parcels | 4 | NZ River Lines | 5 | 1.385 | 0.0033299 | Modelled Flow Data Used & Depth Available | 24.3053 | 8
287 | 299 | 5669705 | 10005895 | 195294 | DSHIN | Howick Interceptor | Gravity | Pipe | Buried | OP | CONC | None | 1964-06-30 | 3.26 | 3.13 | dwg | HI | Transmission | Legacy | 1 |  |  | 4 | 1050 | ASBUILT | ASBUILT | ASBUILT | ASBUILT | CONS | 75379 | NA |  | 100.81 | ASBUILT | WSL |  | Waikato,Ngāti Maru,Ngāti Tamaoho,Ngāti Whanaunga,Ngāti Tamaterā,Ngāti Pāoa,Ngāi Tai ki Tāmaki,Ngāti Hako,Te Ākitai Waiohua | 1.92 | 2 |  |  |  | no | 1 | 3 | 2 | CCTV NOT Available or Over 30 Years Old & Soil Type Available | 3.3231 | 3 | 4 | 4 | 2.5 | Property Parcels | 1 |  | 5 | 1.295 | 0.12348 | Modelled Flow Data Used & Depth Available | 100.8057 | 8
286 | 298 | 16090 | 10005894 | 194769 | DSHIN | Howick Interceptor | Gravity | Pipe | Buried | OP | CONC | None | 1964-06-30 | 3.13 | 2.98 | dwg | HI | Transmission | Legacy | 1 |  |  | 4 | 1050 | [5 empty] | 75378 | NA |  | 114.4 |  | WSL |  | Waikato,Ngāti Maru,Ngāti Tamaoho,Ngāti Whanaunga,Ngāti Tamaterā,Ngāti Pāoa,Ngāi Tai ki Tāmaki,Ngāti Hako,Te Ākitai Waiohua | 2 | 2 | 2 | 2015 | CCTV Footage Review Log South_Latest.xls | no | 1 | 3 | 2 | CCTV Available (0-10 Years Old) & Soil Type Available | 3.323 | 3 | 4 | 4 | 2.5 | Building Outlines | 1 |  | 5 | 1.295 | 0.12341 | Modelled Flow Data Used & Depth Available | 114.3991 | 8
3148 | 3410 | 917622 | 10089096 | 192887 | DPALB | Albany Pump Station | Gravity | Pipe | Buried | OP | CONC | None | 1992-07-01 |  |  | dwg | NI | Transmission | Legacy | 2 |  |  | 4 | 600 | [5 empty] | 62844 | NA |  | 1.78 |  | WSL |  | Te Kawerau a Maki,Ngāti Whātua,Ngāti Maru,Ngāti Whātua o Kaipara,Ngāti Whātua o Ōrākei,Ngāti Tamaoho,Ngāti Manuhiri,Ngāti Whanaunga,Ngāti Tamaterā,Ngāti Pāoa,Ngāi Tai ki Tāmaki,Ngāti Hako,Te Ākitai Waiohua | 1.21 | 1 |  |  |  | no | 1 | 3 | 1 | CCTV NOT Available or Over 30 Years Old & Soil Type Available | 3.3229 | 3 | 2 | 3 | 3.5 | Property Parcels, Building Outlines | 1 |  | 1.5 | 1.415 | 0.079632 | Modelled Flow Data Used & Depth Available | 1.7753 | 4
1194 | 1265 | 15169 | 10004603 | 193805 | DSB09 | Branch 9 Mt Roskill | Gravity | Pipe | Buried | OP | CONC | None | 1946-06-30 | 43.69 | 43.42 | dwg | WI | Transmission | Legacy | 2 |  |  | 4 | 600 | [5 empty] | 74308 | NA |  | 153.7 |  | WSL |  | Waikato,Te Kawerau a Maki,Ngāti Whātua,Ngāti Maru,Ngāti Whātua o Ōrākei,Ngāti Tamaoho,Ngāti Tamaterā,Ngāi Tai ki Tāmaki,Ngāti Hako,Te Ākitai Waiohua | 2.67 | 3 | 2 | 2016 | CCTV Footage Review Log South_Latest.xls | no | 5 | 1 | 3 | CCTV Available (0-10 Years Old) & Soil Type Available | 3.3229 | 3 | 2 | 3 | 3.5 | Property Parcels, Building Outlines | 1 |  | 1 | 1.395 | 0.033042 | Modelled Flow Data Used & Depth Available | 153.6973 | 14
307 | 319 | 17355 | 10008402 | 196985 | DSSWI | Southwestern Interceptor | Gravity | Pipe | Buried | OP | CONC | None | 1998-06-30 | 6.61 | 6.54 | dwg | SW | Transmission | Legacy | 1 |  |  | 4 | 1600 | [5 empty] | 77551 | NA |  | 134.09 |  | WSL |  | Waikato,Te Kawerau a Maki,Ngāti Maru,Ngāti Tamaoho,Ngāti Tamaterā,Ngāi Tai ki Tāmaki,Ngāti Hako,Te Ākitai Waiohua | 2 | 2 | 2 | 2014 | te puna wai | no | 1 | 3 | 1 | CCTV Available (0-10 Years Old) & Soil Type Available | 3.3229 | 3 | 5 | 5 | 1 |  | 4 | NZ River Lines | 1 | 1.035 | 0.23681 | Modelled Flow Data Used & Depth Available | 134.09 | 8
2941 | 3199 | 2566551 | 10086816 | 196902 | DSSLD | South Lynn Branch Diversion Sewer | Gravity | Pipe | Buried | OP | PE | None | 2014-05-23 | 16.49 | 15.42 | 0.1s | WI | Transmission | T0000637 | 2 |  |  | 4 | 375 | [5 empty] | 77414 | NA |  | 165.45 |  | WSL |  | Waikato,Te Kawerau a Maki,Ngāti Whātua,Ngāti Whātua o Ōrākei,Ngāti Tamaoho,Ngāti Tamaterā,Te Ākitai Waiohua | 1.97 | 2 |  |  |  | no | 5 | 3 | 1 | CCTV NOT Available or Over 30 Years Old & Soil Type Available | 3.3224 | 3 | 1 | 1 | 2.5 | Property Parcels | 4 | NZ River Lines | 5 | 1.385 | 0.0038479 | Modelled Flow Data Used & Depth Available | 165.4493 | 8
1071 | 1131 | 17040 | 10009555 | 198008 | DSWSL | Westlynn Branch | Gravity | Pipe | Buried | OP | VC | None | 1958-06-30 | 6.75 | 6.57 | dwg | WI | Transmission | Legacy | 2 |  |  | 4 | 225 | [5 empty] | 78639 | NA |  | 10.42 |  | WSL |  | Waikato,Te Kawerau a Maki,Ngāti Whātua,Ngāti Whātua o Ōrākei,Ngāti Tamaoho,Ngāti Tamaterā,Te Ākitai Waiohua | 2.58 | 3 | 2 | 1996 | te puna wai | no | 5 | 3 | 2 | CCTV Available (20-30 Years Old) & Soil Type Available | 3.3222 | 3 | 1 | 1 | 2.5 | Property Parcels | 4 | Significant Ecological Area - SEA_T_4711, NZ River Lines | 5 | 1.385 | 0.0039734 | Modelled Flow Data Used & Depth Available | 10.4241 | 14
389 | 407 | 17015 | 10005903 | 195296 | DSHIN | Howick Interceptor | Gravity | Pipe | Buried | OP | CONC | None | 1964-06-30 | 3.41 | 3.26 | dwg | HI | Transmission | Legacy | 1 |  |  | 4 | 1050 | [5 empty] | 75380 | NA |  | 115.03 |  | WSL |  | Waikato,Ngāti Maru,Ngāti Tamaoho,Ngāti Whanaunga,Ngāti Tamaterā,Ngāti Pāoa,Ngāi Tai ki Tāmaki,Ngāti Hako,Te Ākitai Waiohua | 2 | 2 | 2 | 2015 | CCTV Footage Review Log South_Latest.xls | no | 1 | 3 | 2 | CCTV Available (0-10 Years Old) & Soil Type Available | 3.3218 | 3 | 4 | 4 | 2.5 | Property Parcels, Building Outlines | 1 |  | 5 | 1.295 | 0.12227 | Modelled Flow Data Used & Depth Available | 115.0296 | 8
288 | 300 | 16092 | 10005905 | 195452 | DSHIN | Howick Interceptor | Gravity | Pipe | Buried | OP | CONC | None | 1964-06-30 | 3.64 | 3.55 | dwg | HI | Transmission | Legacy | 1 |  |  | 4 | 1050 | [5 empty] | 75382 | NA |  | 79.99 |  | WSL |  | Waikato,Ngāti Maru,Ngāti Tamaoho,Ngāti Whanaunga,Ngāti Tamaterā,Ngāti Pāoa,Ngāi Tai ki Tāmaki,Ngāti Hako,Te Ākitai Waiohua | 2 | 2 | 2 | 2015 | CCTV Footage Review Log South_Latest.xls | no | 1 | 3 | 2 | CCTV Available (0-10 Years Old) & Soil Type Available | 3.3215 | 3 | 4 | 4 | 2.5 | Property Parcels, Building Outlines | 1 |  | 5 | 1.295 | 0.12198 | Modelled Flow Data Used & Depth Available | 79.9935 | 8
387 | 405 | 17016 | 10005904 | 194925 | DSHIN | Howick Interceptor | Gravity | Pipe | Buried | OP | CONC | None | 1964-06-30 | 3.55 | 3.41 | dwg | HI | Transmission | Legacy | 1 |  |  | 4 | 1050 | [5 empty] | 75381 | NA |  | 116.44 |  | WSL |  | Waikato,Ngāti Maru,Ngāti Tamaoho,Ngāti Whanaunga,Ngāti Tamaterā,Ngāti Pāoa,Ngāi Tai ki Tāmaki,Ngāti Hako,Te Ākitai Waiohua | 2 | 2 | 2 | 2015 | CCTV Footage Review Log South_Latest.xls | no | 1 | 3 | 2 | CCTV Available (0-10 Years Old) & Soil Type Available | 3.3213 | 3 | 4 | 4 | 2.5 | Property Parcels, Building Outlines | 1 |  | 5 | 1.295 | 0.12183 | Modelled Flow Data Used & Depth Available | 116.4402 | 8
1191 | 1262 | 15166 | 10004600 | 193652 | DSB09 | Branch 9 Mt Roskill | Gravity | Pipe | Buried | OP | CONC | None | 1946-06-30 | 42.99 | 42.76 | dwg | WI | Transmission | Legacy | 2 |  |  | 4 | 600 | [5 empty] | 74305 | NA |  | 137.61 |  | WSL |  | Waikato,Te Kawerau a Maki,Ngāti Whātua,Ngāti Maru,Ngāti Whātua o Ōrākei,Ngāti Tamaoho,Ngāti Tamaterā,Ngāi Tai ki Tāmaki,Ngāti Hako,Te Ākitai Waiohua | 3 | 3 | 3 | 2016 | CCTV Footage Review Log South_Latest.xls | no | 1 | 1 | 3 | CCTV Available (0-10 Years Old) & Soil Type Available | 3.3197 | 3 | 2 | 3 | 3.5 | Property Parcels, Building Outlines | 1 | Aquifer - Auckland Isthmus Volcanic Aquifer | 1 | 1.395 | 0.038489 | Modelled Flow Data Used & Depth Available | 137.6059 | 14
1004 | 1060 | 16474 | 10008240 | 196961 | DSSLN | Southlynn Branch | Gravity | Pipe | Buried | OP | CONC | None | 1963-06-30 | 4.91 | 4.86 | dwg | WI | Transmission | Legacy | 2 |  |  | 4 | 300 | [5 empty] | 77425 | NA |  | 12.45 |  | WSL |  | Waikato,Te Kawerau a Maki,Ngāti Whātua,Ngāti Whātua o Ōrākei,Ngāti Tamaoho,Ngāti Tamaterā,Te Ākitai Waiohua | 3.32 | 3 | 3 | 2003 | te puna wai | no | 5 | 3 | 3 | CCTV Available (20-30 Years Old) & Soil Type Available | 3.3197 | 3 | 1 | 1 | 2.5 | Property Parcels | 4 | Significant Ecological Area - SEA_T_4711, NZ River Lines | 5 | 1.385 | 0.005907 | Modelled Flow Data Used & Depth Available | 12.4472 | 14
478 | 498 | 16094 | 10005908 | 194926 | DSHIN | Howick Interceptor | Gravity | Pipe | Buried | OP | CONC | None | 1964-06-30 | 3.87 | 3.71 | dwg | HI | Transmission | Legacy | 1 |  |  | 4 | 1050 | [5 empty] | 75385 | NA |  | 124.85 |  | WSL |  | Waikato,Ngāti Maru,Ngāti Tamaoho,Ngāti Whanaunga,Ngāti Tamaterā,Ngāti Pāoa,Ngāi Tai ki Tāmaki,Ngāti Hako,Te Ākitai Waiohua | 2 | 2 | 2 | 2015 | CCTV Footage Review Log South_Latest.xls | no | 1 | 3 | 2 | CCTV Available (0-10 Years Old) & Soil Type Available | 3.3194 | 3 | 4 | 4 | 2.5 | Property Parcels | 1 |  | 5 | 1.295 | 0.12 | Modelled Flow Data Used & Depth Available | 124.851 | 8
477 | 497 | 16131 | 10005911 | 195298 | DSHIN | Howick Interceptor | Gravity | Pipe | Buried | OP | CONC | None | 1964-06-30 | 4.01 | 3.87 | dwg | HI | Transmission | Legacy | 1 |  |  | 4 | 1050 | [5 empty] | 75386 | NA |  | 113.01 |  | WSL |  | Waikato,Ngāti Maru,Ngāti Tamaoho,Ngāti Whanaunga,Ngāti Tamaterā,Ngāti Pāoa,Ngāi Tai ki Tāmaki,Ngāti Hako,Te Ākitai Waiohua | 2 | 2 | 2 | 2015 | CCTV Footage Review Log South_Latest.xls | no | 1 | 3 | 2 | CCTV Available (0-10 Years Old) & Soil Type Available | 3.3193 | 3 | 4 | 4 | 2.5 | Property Parcels, Building Outlines | 1 |  | 5 | 1.295 | 0.11994 | Modelled Flow Data Used & Depth Available | 113.0129 | 8
161 | 171 | 16128 | 10005912 | 194927 | DSHIN | Howick Interceptor | Gravity | Pipe | Buried | OP | CONC | None | 1964-06-30 | 4.14 | 4.02 | dwg | HI | Transmission | Legacy | 1 |  |  | 4 | 1050 | [5 empty] | 75389 | NA |  | 92.07 |  | WSL |  | Waikato,Ngāti Maru,Ngāti Tamaoho,Ngāti Whanaunga,Ngāti Tamaterā,Ngāti Pāoa,Ngāi Tai ki Tāmaki,Ngāti Hako,Te Ākitai Waiohua | 2 | 2 | 2 | 2015 | CCTV Footage Review Log South_Latest.xls | no | 1 | 3 | 2 | CCTV Available (0-10 Years Old) & Soil Type Available | 3.3192 | 3 | 4 | 4 | 2.5 | Property Parcels, Building Outlines | 1 |  | 5 | 1.295 | 0.11986 | Modelled Flow Data Used & Depth Available | 92.0729 | 8
578 | 601 | 16130 | 10005922 | 194776 | DSHIN | Howick Interceptor | Gravity | Pipe | Buried | OP | CONC | None | 1964-06-30 | 5.54 | 5.42 | dwg | HI | Transmission | Legacy | 1 |  |  | 4 | 1050 | [5 empty] | 75399 | NA |  | 92.05 |  | WSL |  | Waikato,Ngāti Maru,Ngāti Tamaoho,Ngāti Whanaunga,Ngāti Tamaterā,Ngāti Pāoa,Ngāi Tai ki Tāmaki,Ngāti Hako,Te Ākitai Waiohua | 2 | 2 | 2 | 2015 | CCTV Footage Review Log South_Latest.xls | no | 1 | 3 | 2 | CCTV Available (0-10 Years Old) & Soil Type Available | 3.3178 | 3 | 4 | 4 | 2.5 | Property Parcels, Building Outlines | 1 |  | 5 | 1.295 | 0.11853 | Modelled Flow Data Used & Depth Available | 92.0535 | 8
581 | 604 | 16101 | 10005919 | 195300 | DSHIN | Howick Interceptor | Gravity | Pipe | Buried | OP | CONC | None | 1964-06-30 | 5.11 | 4.97 | dwg | HI | Transmission | Legacy | 1 |  |  | 4 | 1050 | [5 empty] | 75396 | NA |  | 114.16 |  | WSL |  | Waikato,Ngāti Maru,Ngāti Tamaoho,Ngāti Whanaunga,Ngāti Tamaterā,Ngāti Pāoa,Ngāi Tai ki Tāmaki,Ngāti Hako,Te Ākitai Waiohua | 2 | 2 | 2 | 2015 | CCTV Footage Review Log South_Latest.xls | no | 1 | 3 | 2 | CCTV Available (0-10 Years Old) & Soil Type Available | 3.3178 | 3 | 4 | 4 | 2.5 | Property Parcels | 1 |  | 5 | 1.295 | 0.11852 | Modelled Flow Data Used & Depth Available | 114.1616 | 8
575 | 598 | 17416 | 10005924 | 194930 | DSHIN | Howick Interceptor | Gravity | Pipe | Buried | OP | CONC | None | 1964-06-30 | 5.66 | 5.64 | dwg | HI | Transmission | Legacy | 1 |  |  | 4 | 1050 | [5 empty] | 75401 | NA |  | 14.25 |  | WSL |  | Waikato,Ngāti Maru,Ngāti Tamaoho,Ngāti Whanaunga,Ngāti Tamaterā,Ngāti Pāoa,Ngāi Tai ki Tāmaki,Ngāti Hako,Te Ākitai Waiohua | 2 | 2 | 2 | 2015 | CCTV Footage Review Log South_Latest.xls | no | 1 | 3 | 2 | CCTV Available (0-10 Years Old) & Soil Type Available | 3.3173 | 3 | 4 | 4 | 2.5 | Property Parcels | 1 |  | 5 | 1.295 | 0.11803 | Modelled Flow Data Used & Depth Available | 14.253 | 8
3968 | 4246 | 924173 | 10089254 | 193340 | DSALW | Albany West Branch Sewer TS25 | Gravity | Pipe | Buried | OP | CONC | None | 1992-07-01 |  |  | dwg | NI | Transmission | Legacy | 2 |  |  | 4 | 724 | [5 empty] | 64055 | NA |  | 21.67 |  | WSL |  | Te Kawerau a Maki,Ngāti Whātua,Ngāti Maru,Ngāti Whātua o Kaipara,Ngāti Whātua o Ōrākei,Ngāti Tamaoho,Ngāti Manuhiri,Ngāti Whanaunga,Ngāti Tamaterā,Ngāti Pāoa,Ngāi Tai ki Tāmaki,Ngāti Hako,Te Ākitai Waiohua | 1.21 | 1 |  |  |  | no | 1 | 3 | 1 | CCTV NOT Available or Over 30 Years Old & Soil Type Available | 3.3172 | 3 | 2 | 3 | 3.5 | Property Parcels, Building Outlines | 1 |  | 1.5 | 1.415 | 0.088821 | Modelled Flow Data Used & Depth Available | 21.6726 | 4
4571 | 650420 | 1664460 | 10080996 | 195382 | DSMSN | Massey North Branch | Gravity | Pipe | Buried | OP | PE | None | 2013-08-15 |  |  | 0.1s | WI | Transmission | T0000435A | 2 |  |  | 4 | 450 | [5 empty] | 75924 | NA |  | 132.35 |  | WSL |  | Te Kawerau a Maki,Ngāti Whātua,Ngāti Maru,Ngāti Whātua o Kaipara,Ngāti Whātua o Ōrākei,Ngāti Tamaoho,Ngāti Manuhiri,Ngāti Tamaterā,Ngāti Hako,Te Ākitai Waiohua | 1.97 | 2 |  |  |  | no | 5 | 3 | 1 | CCTV NOT Available or Over 30 Years Old & Soil Type Available | 3.317 | 3 | 2 | 2 | 3.5 | Property Parcels, Building Outlines | 4 | NZ River Lines | 1.5 | 1.63 | 0.4 | Diameter Used For Flow Approximation & Depth Available | 132.3521 | 8
3768 | 4043 | 905964 | 10089919 | 194552 | DSCHH | Church House Branch Sewer TS21 | Gravity | Pipe | Buried | OP | CONC | None | 1990-01-01 |  |  | dwg | NI | Transmission | Legacy | 2 |  |  | 4 | 457 | [5 empty] | 64401 | NA |  | 79.29 |  | WSL |  | Te Kawerau a Maki,Ngāti Whātua,Ngāti Maru,Ngāti Whātua o Kaipara,Ngāti Whātua o Ōrākei,Ngāti Tamaoho,Ngāti Manuhiri,Ngāti Whanaunga,Ngāti Tamaterā,Ngāi Tai ki Tāmaki,Ngāti Hako,Te Ākitai Waiohua | 1.97 | 2 |  |  |  | no | 5 | 3 | 1 | CCTV NOT Available or Over 30 Years Old & Soil Type Available | 3.317 | 3 | 2 | 2 | 3.5 | Property Parcels, Building Outlines | 4 | NZ River Lines | 1.5 | 1.63 | 0.4 | Diameter Used For Flow Approximation & Depth Available | 79.2937 | 8
3280 | 3545 | 924116 | 10089258 | 193341 | DSALW | Albany West Branch Sewer TS25 | Gravity | Pipe | Buried | OP | CONC | None | 1992-01-01 |  |  | dwg | NI | Transmission | Legacy | 2 |  |  | 4 | 724 | [5 empty] | 64059 | NA |  | 60.45 |  | WSL |  | Te Kawerau a Maki,Ngāti Whātua,Ngāti Maru,Ngāti Whātua o Kaipara,Ngāti Whātua o Ōrākei,Ngāti Tamaoho,Ngāti Manuhiri,Ngāti Whanaunga,Ngāti Tamaterā,Ngāti Pāoa,Ngāi Tai ki Tāmaki,Ngāti Hako,Te Ākitai Waiohua | 1.21 | 1 |  |  |  | no | 1 | 3 | 1 | CCTV NOT Available or Over 30 Years Old & Soil Type Available | 3.3167 | 3 | 2 | 3 | 3.5 | Property Parcels, Building Outlines | 1 |  | 1.5 | 1.415 | 0.089587 | Modelled Flow Data Used & Depth Available | 60.4518 | 4
574 | 597 | 16135 | 10005926 | 194777 | DSHIN | Howick Interceptor | Gravity | Pipe | Buried | OP | CONC | None | 1964-06-30 | 5.82 | 5.66 | dwg | HI | Transmission | Legacy | 1 |  |  | 4 | 1050 | [5 empty] | 75403 | NA |  | 121.73 |  | WSL |  | Waikato,Ngāti Maru,Ngāti Tamaoho,Ngāti Whanaunga,Ngāti Tamaterā,Ngāti Pāoa,Ngāi Tai ki Tāmaki,Ngāti Hako,Te Ākitai Waiohua | 2 | 2 | 2 | 2015 | CCTV Footage Review Log South_Latest.xls | no | 1 | 1 | 2 | CCTV Available (0-10 Years Old) & Soil Type Available | 3.3164 | 3 | 4 | 4 | 2.5 | Property Parcels, Building Outlines | 1 |  | 5 | 1.295 | 0.11718 | Modelled Flow Data Used & Depth Available | 121.7297 | 8
3200 | 3464 | 923749 | 10088479 | 195799 | DSNTH | North Branch Sewer TS30 | Gravity | Pipe | Buried | OP | CLS | None | 2002-04-16 |  |  | dwg | NI | Transmission | Legacy | 2 |  |  | 4 | 675 | [5 empty] | 65199 | NA |  | 50.34 |  | WSL |  | Te Kawerau a Maki,Ngāti Whātua,Ngāti Maru,Ngāti Whātua o Kaipara,Ngāti Whātua o Ōrākei,Ngāti Tamaoho,Ngāti Manuhiri,Te Patukirikiri,Ngāti Whanaunga,Ngāti Tamaterā,Ngāti Pāoa,Ngāi Tai ki Tāmaki,Ngāti Hako,Te Ākitai Waiohua | 1.97 | 2 |  |  |  | no | 5 | 3 | 1 | CCTV NOT Available or Over 30 Years Old & Soil Type Available | 3.3153 | 3 | 1 | 3 | 2.5 | Property Parcels | 4 | NZ River Lines | 1.5 | 1.385 | 0.0091884 | Modelled Flow Data Used & Depth Available | 50.3374 | 8
212 | 224 | 16141 | 10005933 | 195459 | DSHIN | Howick Interceptor | Gravity | Pipe | Buried | OP | CONC | None | 1964-06-30 | 6.64 | 6.46 | dwg | HI | Transmission | Legacy | 1 |  |  | 4 | 1050 | [5 empty] | 75410 | NA |  | 132.66 |  | WSL |  | Waikato,Ngāti Maru,Ngāti Tamaoho,Ngāti Whanaunga,Ngāti Tamaterā,Ngāti Pāoa,Ngāi Tai ki Tāmaki,Ngāti Hako,Te Ākitai Waiohua | 2 | 2 | 2 | 2015 | CCTV Footage Review Log South_Latest.xls | no | 1 | 3 | 2 | CCTV Available (0-10 Years Old) & Soil Type Available | 3.3144 | 3 | 4 | 4 | 2.5 | Property Parcels | 1 |  | 5 | 1.295 | 0.11524 | Modelled Flow Data Used & Depth Available | 132.6576 | 8
213 | 225 | 16140 | 10005932 | 194932 | DSHIN | Howick Interceptor | Gravity | Pipe | Buried | OP | CONC | None | 1964-06-30 | 6.46 | 6.29 | dwg | HI | Transmission | Legacy | 1 |  |  | 4 | 1050 | [5 empty] | 75409 | NA |  | 124.67 |  | WSL |  | Waikato,Ngāti Maru,Ngāti Tamaoho,Ngāti Whanaunga,Ngāti Tamaterā,Ngāti Pāoa,Ngāi Tai ki Tāmaki,Ngāti Hako,Te Ākitai Waiohua | 2 | 2 | 2 | 2015 | CCTV Footage Review Log South_Latest.xls | no | 1 | 1 | 2 | CCTV Available (0-10 Years Old) & Soil Type Available | 3.3142 | 3 | 4 | 4 | 2.5 | Property Parcels, Building Outlines | 1 |  | 5 | 1.295 | 0.11507 | Modelled Flow Data Used & Depth Available | 124.669 | 8
1038 | 1098 | 16516 | 10009554 | 197395 | DSWSL | Westlynn Branch | Gravity | Pipe | Buried | OP | VC | None | 1958-06-30 | 4.59 | 4.28 | dwg | WI | Transmission | Legacy | 2 |  |  | 4 | 375 | [5 empty] | 78638 | NA |  | 145.82 |  | WSL |  | Waikato,Te Kawerau a Maki,Ngāti Whātua,Ngāti Whātua o Ōrākei,Ngāti Tamaoho,Ngāti Tamaterā,Te Ākitai Waiohua | 2.58 | 3 | 2 | 1994 | te puna wai | no | 5 | 3 | 2 | CCTV Available (20-30 Years Old) & Soil Type Available | 3.3139 | 3 | 1 | 1 | 2.5 | Property Parcels | 4 | Significant Ecological Area - SEA_T_4711, NZ River Lines | 5 | 1.385 | 0.010244 | Modelled Flow Data Used & Depth Available | 145.8174 | 14
1445 | 1544 | 16884 | 10006246 | 195614 | DSLWC | Lawsons Creek Branch | Gravity | Pipe | Buried | OP | AC | None | 1968-06-30 | 9.3 | 8.87 | dwg | WI | Transmission | Legacy | 2 |  |  | 4 | 375 | [5 empty] | 75647 | NA |  | 138.63 |  | WSL |  | Te Kawerau a Maki,Ngāti Whātua,Ngāti Maru,Ngāti Whātua o Kaipara,Ngāti Whātua o Ōrākei,Ngāti Tamaoho,Ngāti Tamaterā,Ngāti Hako,Te Ākitai Waiohua | 3.85 | 4 | 2 | 2012 | te puna wai | no | 5 | 1 | 5 | CCTV Available (10-20 Years Old) & Soil Type Available | 3.3115 | 3 | 1 | 1 | 2.5 | Property Parcels | 4 | Significant Ecological Area - SEA_T_4661, NZ River Lines | 5 | 1.385 | 0.012059 | Modelled Flow Data Used & Depth Available | 138.6253 | 18
267 | 279 | 15788 | 10008109 | 196898 | DSSIN | Southern Interceptor | Gravity | Pipe | Buried | OP | CONC | None | 1965-06-30 | -0.28 | -0.51 | dwg | SI | Transmission | Legacy | 1 |  |  | 4 | 1050 | [5 empty] | 77331 | NA |  | 215.54 |  | WSL |  | Waikato,Ngāti Maru,Ngāti Tamaoho,Ngāti Whanaunga,Ngāti Tamaterā,Ngāti Pāoa,Ngāi Tai ki Tāmaki,Ngāti Hako,Te Ākitai Waiohua | 2 | 2 | 2 | 2019 | CCTV Footage Review Log South_Latest.xls | no | 1 | 3 | 2 | CCTV Available (0-10 Years Old) & Soil Type Available | 3.3102 | 3 | 4 | 4 | 2.5 | Property Parcels | 1 | Significant Ecological Area - SEA-M2-171 | 5 | 1.295 | 0.1113 | Modelled Flow Data Used & Depth Available | 215.5385 | 8
2045 | 2240 | 16929 | 10007857 | 196947 | DSRAN | Ranui Branch | Gravity | Pipe | Buried | OP | CONC | None | 1974-06-30 | 12.5 | 11.98 | dwg | WI | Transmission | Legacy | 2 |  |  | 4 | 381 | [5 empty] | 77118 | NA |  | 84.67 |  | WSL |  | Te Kawerau a Maki,Ngāti Whātua,Ngāti Whātua o Ōrākei,Ngāti Tamaoho,Ngāti Tamaterā,Te Ākitai Waiohua | 2.39 | 2 | 2 | 2016 | CCTV Footage Review Log South_Latest.xls | no | 5 | 3 | 2 | CCTV Available (0-10 Years Old) & Soil Type Available | 3.3075 | 3 | 1 | 1 | 2.5 | Property Parcels | 4 | NZ River Lines | 5 | 1.385 | 0.015031 | Modelled Flow Data Used & Depth Available | 84.6663 | 8
1880 | 2056 | 16928 | 10007856 | 196688 | DSRAN | Ranui Branch | Gravity | Pipe | Buried | OP | CONC | None | 1974-06-30 | 11.98 | 11.58 | dwg | WI | Transmission | Legacy | 2 |  |  | 4 | 381 | [5 empty] | 77117 | NA |  | 70.46 |  | WSL |  | Te Kawerau a Maki,Ngāti Whātua,Ngāti Whātua o Ōrākei,Ngāti Tamaoho,Ngāti Tamaterā,Te Ākitai Waiohua | 2.39 | 2 | 2 | 2016 | CCTV Footage Review Log South_Latest.xls | no | 5 | 3 | 2 | CCTV Available (0-10 Years Old) & Soil Type Available | 3.3075 | 3 | 1 | 1 | 2.5 | Property Parcels | 4 | NZ River Lines | 5 | 1.385 | 0.015031 | Modelled Flow Data Used & Depth Available | 70.4624 | 8
1875 | 2051 | 16926 | 10007854 | 196534 | DSRAN | Ranui Branch | Gravity | Pipe | Buried | OP | CONC | None | 1974-06-30 | 11.07 | 10.81 | dwg | WI | Transmission | Legacy | 2 |  |  | 4 | 381 | [5 empty] | 77115 | NA |  | 44.2 |  | WSL |  | Te Kawerau a Maki,Ngāti Whātua,Ngāti Whātua o Ōrākei,Ngāti Tamaoho,Ngāti Tamaterā,Te Ākitai Waiohua | 2.39 | 2 | 2 | 2016 | CCTV Footage Review Log South_Latest.xls | no | 5 | 3 | 2 | CCTV Available (0-10 Years Old) & Soil Type Available | 3.3074 | 3 | 1 | 1 | 2.5 | Property Parcels | 4 | NZ River Lines | 5 | 1.385 | 0.01516 | Modelled Flow Data Used & Depth Available | 44.2039 | 8
1879 | 2055 | 16927 | 10007855 | 196796 | DSRAN | Ranui Branch | Gravity | Pipe | Buried | OP | CONC | None | 1974-06-30 | 11.58 | 11.07 | dwg | WI | Transmission | Legacy | 2 |  |  | 4 | 381 | [5 empty] | 77116 | NA |  | 90.68 |  | WSL |  | Te Kawerau a Maki,Ngāti Whātua,Ngāti Whātua o Ōrākei,Ngāti Tamaoho,Ngāti Tamaterā,Te Ākitai Waiohua | 2 | 2 | 2 | 2016 | CCTV Footage Review Log South_Latest.xls | no | 1 | 3 | 2 | CCTV Available (0-10 Years Old) & Soil Type Available | 3.3074 | 3 | 1 | 1 | 2.5 | Property Parcels | 4 | NZ River Lines | 5 | 1.385 | 0.01516 | Modelled Flow Data Used & Depth Available | 90.6834 | 8
1100 | 1160 | 16727 | 10005658 | 195140 | DSGLE | Glen Eden Branch | Gravity | Pipe | Buried | OP | CONC | None | 1965-06-30 | 29.78 | 29.47 | 1.0g | WI | Transmission | GP07056 | 2 |  |  | 4 | 300 | [5 empty] | 75259 | NA |  | 41.85 |  | WSL |  | Waikato,Te Kawerau a Maki,Ngāti Whātua,Ngāti Whātua o Ōrākei,Ngāti Tamaoho,Ngāti Tamaterā,Te Ākitai Waiohua | 2.48 | 2 | 2 | 2011 | te puna wai | no | 5 | 3 | 2 | CCTV Available (10-20 Years Old) & Soil Type Available | 3.3071 | 3 | 1 | 1 | 2.5 | Property Parcels | 4 | NZ River Lines | 5 | 1.385 | 0.015353 | Modelled Flow Data Used & Depth Available | 41.8499 | 8
972 | 1027 | 16027 | 10007269 | 196114 | DSOTB | Otara Branch | Gravity | Pipe | Buried | OP | CONC | None | 1961-06-30 | 9.22 | 9.01 | dwg | SI | Transmission | Legacy | 2 |  |  | 4 | 300 | [5 empty] | 76448 | NA |  | 35.56 |  | WSL |  | Waikato,Te Kawerau a Maki,Ngāti Maru,Ngāti Tamaoho,Ngāti Whanaunga,Ngāti Tamaterā,Ngāti Pāoa,Ngāi Tai ki Tāmaki,Ngāti Hako,Te Ākitai Waiohua | 2.67 | 3 | 2 | 2016 | CCTV Footage Review Log South_Latest.xls | no | 5 | 1 | 3 | CCTV Available (0-10 Years Old) & Soil Type Available | 3.3071 | 3 | 1 | 1 | 2.5 | Property Parcels | 4 | NZ River Lines | 5 | 1.385 | 0.015382 | Modelled Flow Data Used & Depth Available | 35.564 | 14
2381 | 2592 | 16064 | 10006668 | 195806 | DSOAE | Otara East Branch | Gravity | Pipe | Buried | OP | CONC | None | 1971-06-30 | 14.21 | 13.77 | dwg | SI | Transmission | DU2408 | 2 |  |  | 4 | 300 | [5 empty] | 76001 | NA |  | 105.14 |  | WSL |  | Waikato,Te Kawerau a Maki,Ngāti Maru,Ngāti Tamaoho,Ngāti Whanaunga,Ngāti Tamaterā,Ngāti Pāoa,Ngāi Tai ki Tāmaki,Ngāti Hako,Te Ākitai Waiohua | 2.27 | 2 | 2 | 2017 | CCTV Footage Review Log South_Latest.xls | no | 5 | 1 | 2 | CCTV Available (0-10 Years Old) & Soil Type Available | 3.3068 | 3 | 1 | 1 | 2.5 | Property Parcels | 4 | NZ River Lines | 5 | 1.385 | 0.01562 | Modelled Flow Data Used & Depth Available | 105.1444 | 8
2394 | 2605 | 17037 | 10007264 | 196113 | DSOTB | Otara Branch | Gravity | Pipe | Buried | OP | CONC | None | 1961-06-30 | 7.41 | 7.03 | dwg | SI | Transmission | Legacy | 2 |  |  | 4 | 300 | [5 empty] | 76443 | NA |  | 52.03 |  | WSL |  | Waikato,Te Kawerau a Maki,Ngāti Maru,Ngāti Tamaoho,Ngāti Whanaunga,Ngāti Tamaterā,Ngāti Pāoa,Ngāi Tai ki Tāmaki,Ngāti Hako,Te Ākitai Waiohua | 2.67 | 3 | 2 | 2016 | CCTV Footage Review Log South_Latest.xls | no | 5 | 1 | 3 | CCTV Available (0-10 Years Old) & Soil Type Available | 3.3068 | 3 | 1 | 1 | 2.5 | Property Parcels | 4 | NZ River Lines | 5 | 1.385 | 0.015623 | Modelled Flow Data Used & Depth Available | 52.0306 | 14
1310 | 1400 | 16725 | 10005656 | 194989 | DSGLE | Glen Eden Branch | Gravity | Pipe | Buried | OP | CONC | None | 1965-06-30 | 28.87 | 28.18 | dwg | WI | Transmission | Legacy | 2 |  |  | 4 | 300 | [5 empty] | 75257 | NA |  | 75.75 |  | WSL |  | Waikato,Te Kawerau a Maki,Ngāti Whātua,Ngāti Whātua o Ōrākei,Ngāti Tamaoho,Ngāti Tamaterā,Te Ākitai Waiohua | 3 | 3 | 3 | 2011 | te puna wai | no | 5 | 3 | 2 | CCTV Available (10-20 Years Old) & Soil Type Available | 3.3067 | 3 | 1 | 1 | 2.5 | Property Parcels | 4 | NZ River Lines | 5 | 1.385 | 0.015659 | Modelled Flow Data Used & Depth Available | 75.752 | 14
2208 | 2418 | 16618 | 10008911 | 197317 | DSTIT | Titirangi Branch | Gravity | Pipe | Buried | OP | CONC | None | 1966-06-30 | 24.97 | 24.31 | dwg | WI | Transmission | Legacy | 2 |  |  | 4 | 375 | [5 empty] | 78060 | NA |  | 35.5 |  | WSL |  | Waikato,Te Kawerau a Maki,Ngāti Whātua,Ngāti Whātua o Ōrākei,Ngāti Tamaoho,Ngāti Tamaterā,Te Ākitai Waiohua | 2.33 | 2 | 2 | 2010 | te puna wai | no | 5 | 1 | 2 | CCTV Available (10-20 Years Old) & Soil Type Available | 3.3064 | 3 | 2 | 1 | 2.5 | Property Parcels | 4 | Significant Ecological Area - SEA_T_4641, NZ River Lines | 5 | 1.385 | 0.036623 | Modelled Flow Data Used & Depth Available | 35.496 | 8
827 | 867 | 15498 | 10004050 | 193508 | DSB01 | Branch 1 Remuera | Gravity | Pipe | Bridged | OP | CI | None | 1910-06-30 | 3.99 | 3.75 | dwg | OM | Transmission | Legacy | 2 |  |  | 4 | 750 | [5 empty] | 73905 | NA |  | 87.62 |  | WSL |  | Waikato,Te Kawerau a Maki,Ngāti Whātua,Ngāti Maru,Ngāti Whātua o Ōrākei,Ngāti Tamaoho,Te Patukirikiri,Ngāti Tamaterā,Ngāti Pāoa,Ngāi Tai ki Tāmaki,Ngāti Hako,Te Ākitai Waiohua | 3.59 | 4 | 3 | 2013 | te puna wai | yes | 1 | 1 | 5 | CCTV Available (10-20 Years Old) & Soil Type Not Available | 3.305 | 3 | 3 | 5 | 1 |  | 4 | Significant Ecological Area - SEA_T_6211, NZ River Lines | 5 | 1.175 | 0.6 | Diameter Used For Flow Approximation & Depth Available | 87.6214 | 18
3996 | 4274 | 919186 | 10088925 | 197603 | DSTPW | Takapuna West Branch Sewer TS3 | Gravity | Pipe | Bridged | OP | CONC | None | 1965-01-01 |  |  | dwg | NI | Transmission | Legacy | 2 |  |  | 4 | 800 | [5 empty] | 65453 | NA |  | 93.79 |  | WSL |  | Te Kawerau a Maki,Ngāti Whātua,Ngāti Maru,Ngāti Whātua o Ōrākei,Ngāti Tamaoho,Ngāti Manuhiri,Te Patukirikiri,Ngāti Whanaunga,Ngāti Tamaterā,Ngāti Pāoa,Ngāi Tai ki Tāmaki,Ngāti Hako,Te Ākitai Waiohua | 2 | 2 | 2 | 2016 | te puna wai | no | 1 | 1 | 2 | CCTV Available (0-10 Years Old) & Soil Type Not Available | 3.3037 | 3 | 3 | 5 | 2.5 | Property Parcels, Safe Swim Beach | 1 | Ocean Intercept | 5 | 1.355 | 0.097243 | Modelled Flow Data Used & Depth Available | 93.7852 | 8
272 | 284 | 15792 | 10008000 | 196871 | DSSIN | Southern Interceptor | Gravity | Pipe | Bridged | OP | CONC | None | 1965-06-30 | 1.72 | 1.5 | dwg | SI | Transmission | Legacy | 1 |  |  | 4 | 900 | [5 empty] | 77339 | NA |  | 171.07 |  | WSL |  | Waikato,Ngāti Maru,Ngāti Tamaoho,Ngāti Whanaunga,Ngāti Tamaterā,Ngāti Pāoa,Ngāi Tai ki Tāmaki,Ngāti Hako,Te Ākitai Waiohua | 3 | 3 | 3 | 2019 | CCTV Footage Review Log South_Latest.xls | no | 1 | 1 | 2 | CCTV Available (0-10 Years Old) & Soil Type Not Available | 3.3007 | 3 | 3 | 5 | 2.5 | Property Parcels | 1 | Ocean Intercept | 5 | 1.355 | 0.083905 | Modelled Flow Data Used & Depth Available | 171.0669 | 14
270 | 282 | 16980 | 10007998 | 197018 | DSSIN | Southern Interceptor | Gravity | Pipe | Bridged | OP | CONC | None | 1965-06-30 | 1.35 | 1.21 | dwg | SI | Transmission | Legacy | 1 |  |  | 4 | 900 | [5 empty] | 77337 | NA |  | 111 |  | WSL |  | Ngāti Pāoa,Te Ākitai Waiohua | 2 | 2 | 2 | 2019 | CCTV Footage Review Log South_Latest.xls | no | 1 | 1 | 2 | CCTV Available (0-10 Years Old) & Soil Type Not Available | 3.3007 | 3 | 3 | 5 | 2.5 | Property Parcels | 1 | Ocean Intercept | 5 | 1.355 | 0.083905 | Modelled Flow Data Used & Depth Available | 110.9967 | 8
1299 | 1389 | 16827 | 10005645 | 194482 | DSGLE | Glen Eden Branch | Gravity | Pipe | Buried | OP | CONC | None | 1965-06-30 | -3.52 | -3.53 | dwg | WI | Transmission | Legacy | 2 |  |  | 4 | 1500 | [5 empty] | 75146 | NA |  | 4.19 |  | WSL |  | Te Kawerau a Maki,Ngāti Whātua,Ngāti Whātua o Ōrākei,Ngāti Tamaoho,Ngāti Tamaterā,Te Ākitai Waiohua | 1.92 | 2 |  |  |  | no | 1 | 3 | 2 | CCTV NOT Available or Over 30 Years Old & Soil Type Available | 3.3005 | 3 | 3 | 5 | 2.5 | Property Parcels | 1 |  | 5 | 1.355 | 0.082566 | Modelled Flow Data Used & Depth Available | 4.1873 | 8
412 | 430 | 15864 | 10008036 | 196880 | DSSIN | Southern Interceptor | Gravity | Pipe | Buried | OP | CONC | None | 1964-06-30 | 9.59 | 9.47 | dwg | SI | Transmission | Legacy | 1 |  |  | 4 | 1200 | [5 empty] | 77256 | NA |  | 113.4 |  | WSL |  | Waikato,Te Kawerau a Maki,Ngāti Maru,Ngāti Tamaoho,Ngāti Tamaterā,Ngāi Tai ki Tāmaki,Ngāti Hako,Te Ākitai Waiohua | 3 | 3 | 3 | 2019 | CCTV Footage Review Log South_Latest.xls | no | 1 | 3 | 2 | CCTV Available (0-10 Years Old) & Soil Type Available | 3.2994 | 3 | 3 | 5 | 2.5 | Property Parcels | 1 |  | 5 | 1.355 | 0.077827 | Modelled Flow Data Used & Depth Available | 113.3997 | 14
406 | 424 | 16977 | 10008044 | 196882 | DSSIN | Southern Interceptor | Gravity | Pipe | Buried | OP | CONC | None | 1964-06-30 | 11.27 | 11.16 | dwg | SI | Transmission | Legacy | 1 |  |  | 4 | 1200 | [5 empty] | 77264 | NA |  | 114.87 |  | WSL |  | Waikato,Te Kawerau a Maki,Ngāti Maru,Ngāti Tamaoho,Ngāti Tamaterā,Ngāi Tai ki Tāmaki,Ngāti Hako,Te Ākitai Waiohua | 3 | 3 | 3 | 2019 | CCTV Footage Review Log South_Latest.xls | no | 5 | 3 | 2 | CCTV Available (0-10 Years Old) & Soil Type Available | 3.2987 | 3 | 3 | 5 | 2.5 | Property Parcels | 1 |  | 5 | 1.355 | 0.074288 | Modelled Flow Data Used & Depth Available | 114.8737 | 14
403 | 421 | 15742 | 10008048 | 196883 | DSSIN | Southern Interceptor | Gravity | Pipe | Buried | OP | CONC | None | 1964-06-30 | 11.51 | 11.43 | dwg | SI | Transmission | Legacy | 1 |  |  | 4 | 1200 | [5 empty] | 77268 | NA |  | 98 |  | WSL |  | Waikato,Te Kawerau a Maki,Ngāti Maru,Ngāti Tamaoho,Ngāti Whanaunga,Ngāti Tamaterā,Ngāi Tai ki Tāmaki,Ngāti Hako,Te Ākitai Waiohua | 3 | 3 | 3 | 2019 | CCTV Footage Review Log South_Latest.xls | no | 1 | 3 | 2 | CCTV Available (0-10 Years Old) & Soil Type Available | 3.2962 | 3 | 3 | 5 | 2.5 | Property Parcels, Building Outlines | 1 |  | 5 | 1.355 | 0.063098 | Modelled Flow Data Used & Depth Available | 98.0035 | 14
402 | 420 | 15835 | 10008049 | 196579 | DSSIN | Southern Interceptor | Gravity | Pipe | Buried | OP | CONC | None | 1964-06-30 | 11.57 | 11.51 | dwg | SI | Transmission | Legacy | 1 |  |  | 4 | 1200 | [5 empty] | 77269 | NA |  | 62.74 |  | WSL |  | Waikato,Te Kawerau a Maki,Ngāti Maru,Ngāti Tamaoho,Ngāti Whanaunga,Ngāti Tamaterā,Ngāi Tai ki Tāmaki,Ngāti Hako,Te Ākitai Waiohua | 3 | 3 | 3 | 2019 | CCTV Footage Review Log South_Latest.xls | no | 1 | 3 | 2 | CCTV Available (0-10 Years Old) & Soil Type Available | 3.2961 | 3 | 3 | 5 | 2.5 | Property Parcels, Building Outlines | 1 |  | 5 | 1.355 | 0.062458 | Modelled Flow Data Used & Depth Available | 62.7397 | 14
154 | 160 | 16281 | 10008051 | 196733 | DSSIN | Southern Interceptor | Gravity | Pipe | Tunnelled | OP | CONC | None | 1964-06-30 | 11.94 | 11.64 | dwg | SI | Transmission | Legacy | 1 |  |  | 4 | 1200 | [5 empty] | 77271 | NA |  | 394.19 |  | WSL |  | Waikato,Te Kawerau a Maki,Ngāti Maru,Ngāti Tamaoho,Ngāti Whanaunga,Ngāti Tamaterā,Ngāi Tai ki Tāmaki,Ngāti Hako,Te Ākitai Waiohua | 3 | 3 | 3 | 2019 | CCTV Footage Review Log South_Latest.xls | no | 1 | 3 | 2 | CCTV Available (0-10 Years Old) & Soil Type Available | 3.2955 | 3 | 3 | 5 | 2.5 | Property Parcels, Building Outlines | 1 |  | 5 | 1.355 | 0.059633 | Modelled Flow Data Used & Depth Available | 394.1931 | 14
457 | 475 | 16280 | 10008050 | 197031 | DSSIN | Southern Interceptor | Gravity | Pipe | Buried | OP | CONC | None | 1964-06-30 | 11.64 | 11.57 | dwg | SI | Transmission | Legacy | 1 |  |  | 4 | 1200 | [5 empty] | 77270 | NA |  | 68.62 |  | WSL |  | Waikato,Te Kawerau a Maki,Ngāti Maru,Ngāti Tamaoho,Ngāti Whanaunga,Ngāti Tamaterā,Ngāi Tai ki Tāmaki,Ngāti Hako,Te Ākitai Waiohua | 3 | 3 | 3 | 2019 | CCTV Footage Review Log South_Latest.xls | no | 1 | 3 | 2 | CCTV Available (0-10 Years Old) & Soil Type Available | 3.2955 | 3 | 3 | 5 | 2.5 | Property Parcels, Building Outlines | 1 |  | 5 | 1.355 | 0.05963 | Modelled Flow Data Used & Depth Available | 68.6196 | 14
462 | 482 | 16144 | 10005945 | 195462 | DSHIN | Howick Interceptor | Gravity | Pipe | Buried | OP | CONC | None | 1964-06-30 | 7.8 | 7.66 | dwg | HI | Transmission | Legacy | 1 |  |  | 4 | 900 | [5 empty] | 75422 | NA |  | 111.06 |  | WSL |  | Waikato,Ngāti Maru,Ngāti Tamaoho,Ngāti Whanaunga,Ngāti Tamaterā,Ngāti Pāoa,Ngāi Tai ki Tāmaki,Ngāti Hako,Te Ākitai Waiohua | 2 | 2 | 2 | 2015 | CCTV Footage Review Log South_Latest.xls | no | 1 | 3 | 2 | CCTV Available (0-10 Years Old) & Soil Type Available | 3.2945 | 3 | 4 | 4 | 2.5 | Property Parcels | 1 |  | 5 | 1.295 | 0.096501 | Modelled Flow Data Used & Depth Available | 111.0576 | 8
730 | 765 | 17333 | 10009046 | 197215 | DSTSE | Tamaki South East Branch | Gravity | Pipe | Buried | OP | CONC | None | 1998-12-18 | 13.65 | 13.19 | dwg | TE | Transmission | DC06038 | 2 |  |  | 4 | 1200 | [5 empty] | 78142 | NA |  | 240.04 |  | WSL |  | Waikato,Ngāti Maru,Ngāti Tamaoho,Ngāti Whanaunga,Ngāti Tamaterā,Ngāti Pāoa,Ngāi Tai ki Tāmaki,Ngāti Hako,Te Ākitai Waiohua | 1 | 1 | 1 | 1999 | te puna wai | no | 1 | 1 | 1 | CCTV Available (20-30 Years Old) & Soil Type Available | 3.2944 | 3 | 3 | 5 | 2.5 | Property Parcels | 1 | Place Of Historic Heritage - St John's Church and Hampton Park | 5 | 1.355 | 0.054559 | Modelled Flow Data Used & Depth Available | 240.0378 | 4
177 | 189 | 16418 | 10008802 | 197699 | DSTIN | Tamaki East Interceptor | Gravity | Pipe | Buried | OP | CONC | None | 1973-06-30 | 8.02 | 7.91 | dwg | TE | Transmission | Legacy | 1 |  |  | 4 | 1350 | [5 empty] | 77981 | NA |  | 84.87 |  | WSL |  | Waikato,Ngāti Maru,Ngāti Tamaoho,Ngāti Whanaunga,Ngāti Tamaterā,Ngāti Pāoa,Ngāi Tai ki Tāmaki,Ngāti Hako,Te Ākitai Waiohua | 2 | 2 | 2 | 2008 | CCTV Footage Review Log South_Latest.xls | no | 1 | 3 | 2 | CCTV Available (10-20 Years Old) & Soil Type Available | 3.2943 | 3 | 3 | 5 | 2.5 | Property Parcels, Building Outlines | 1 |  | 5 | 1.355 | 0.054093 | Modelled Flow Data Used & Depth Available | 84.867 | 8
187 | 199 | 16429 | 10008791 | 197501 | DSTIN | Tamaki East Interceptor | Gravity | Pipe | Buried | OP | CONC | None | 1973-06-30 | 5.4 | 5.09 | dwg | TE | Transmission | Legacy | 1 |  |  | 4 | 1350 | [5 empty] | 77969 | NA |  | 235.63 |  | WSL |  | Waikato,Te Kawerau a Maki,Ngāti Maru,Ngāti Tamaoho,Ngāti Whanaunga,Ngāti Tamaterā,Ngāti Pāoa,Ngāi Tai ki Tāmaki,Ngāti Hako,Te Ākitai Waiohua | 2 | 2 | 2 | 2008 | CCTV Footage Review Log South_Latest.xls | no | 1 | 3 | 2 | CCTV Available (10-20 Years Old) & Soil Type Available | 3.2942 | 3 | 3 | 5 | 2.5 | Property Parcels | 1 |  | 5 | 1.355 | 0.053601 | Modelled Flow Data Used & Depth Available | 235.6285 | 8
454 | 472 | 15838 | 10008054 | 197032 | DSSIN | Southern Interceptor | Gravity | Pipe | Buried | OP | CONC | None | 1964-06-30 | 12.4 | 12.26 | dwg | SI | Transmission | Legacy | 1 |  |  | 4 | 1200 | [5 empty] | 77274 | NA |  | 156.72 |  | WSL |  | Waikato,Te Kawerau a Maki,Ngāti Maru,Ngāti Tamaoho,Ngāti Whanaunga,Ngāti Tamaterā,Ngāi Tai ki Tāmaki,Ngāti Hako,Te Ākitai Waiohua | 3 | 3 | 3 | 2019 | CCTV Footage Review Log South_Latest.xls | no | 5 | 3 | 2 | CCTV Available (0-10 Years Old) & Soil Type Available | 3.2941 | 3 | 3 | 5 | 2.5 | Property Parcels, Building Outlines | 1 |  | 5 | 1.355 | 0.053478 | Modelled Flow Data Used & Depth Available | 156.7196 | 14
455 | 473 | 15837 | 10008053 | 196580 | DSSIN | Southern Interceptor | Gravity | Pipe | Tunnelled | OP | CONC | None | 1964-06-30 | 12.26 | 12.18 | dwg | SI | Transmission | Legacy | 1 |  |  | 4 | 1200 | [5 empty] | 77273 | NA |  | 83.14 |  | WSL |  | Waikato,Te Kawerau a Maki,Ngāti Maru,Ngāti Tamaoho,Ngāti Whanaunga,Ngāti Tamaterā,Ngāi Tai ki Tāmaki,Ngāti Hako,Te Ākitai Waiohua | 3 | 3 | 3 | 2019 | CCTV Footage Review Log South_Latest.xls | no | 5 | 1 | 2 | CCTV Available (0-10 Years Old) & Soil Type Available | 3.2941 | 3 | 3 | 5 | 2.5 | Property Parcels, Building Outlines | 1 |  | 5 | 1.355 | 0.053478 | Modelled Flow Data Used & Depth Available | 83.1357 | 14
178 | 190 | 16419 | 10008801 | 197105 | DSTIN | Tamaki East Interceptor | Gravity | Pipe | Buried | OP | CONC | None | 1973-06-30 | 7.91 | 7.63 | dwg | TE | Transmission | Legacy | 1 |  |  | 4 | 1350 | [5 empty] | 77980 | NA |  | 152.19 |  | WSL |  | Waikato,Ngāti Maru,Ngāti Tamaoho,Ngāti Whanaunga,Ngāti Tamaterā,Ngāti Pāoa,Ngāi Tai ki Tāmaki,Ngāti Hako,Te Ākitai Waiohua | 2 | 2 | 2 | 2008 | CCTV Footage Review Log South_Latest.xls | no | 1 | 3 | 2 | CCTV Available (10-20 Years Old) & Soil Type Available | 3.2941 | 3 | 3 | 5 | 2.5 | Property Parcels, Building Outlines | 1 |  | 5 | 1.355 | 0.05344 | Modelled Flow Data Used & Depth Available | 152.188 | 8
313 | 325 | 17428 | 10099283 | 197307 | DSTIN | Tamaki East Interceptor | Gravity | Pipe | Buried | OP | CONC | None | 1973-06-30 | 5.53 | 5.4 | dwg | TE | Transmission | Legacy | 1 |  |  | 4 | 1350 | [5 empty] | 77970 | NA |  | 14.52 |  | WSL |  | Waikato,Te Kawerau a Maki,Ngāti Maru,Ngāti Tamaoho,Ngāti Whanaunga,Ngāti Tamaterā,Ngāti Pāoa,Ngāi Tai ki Tāmaki,Ngāti Hako,Te Ākitai Waiohua | 2 | 2 | 2 | 2008 | CCTV Footage Review Log South_Latest.xls | no | 1 | 3 | 2 | CCTV Available (10-20 Years Old) & Soil Type Available | 3.2941 | 3 | 3 | 5 | 2.5 | Property Parcels | 1 |  | 5 | 1.355 | 0.053404 | Modelled Flow Data Used & Depth Available | 14.5155 | 8
183 | 195 | 16424 | 10008796 | 197301 | DSTIN | Tamaki East Interceptor | Gravity | Pipe | Buried | OP | CONC | None | 1973-06-30 | 6.41 | 6.14 | dwg | TE | Transmission | Legacy | 1 |  |  | 4 | 1350 | [5 empty] | 77975 | NA |  | 193.73 |  | WSL |  | Waikato,Ngāti Maru,Ngāti Tamaoho,Ngāti Whanaunga,Ngāti Tamaterā,Ngāti Pāoa,Ngāi Tai ki Tāmaki,Ngāti Hako,Te Ākitai Waiohua | 2 | 2 | 2 | 2008 | CCTV Footage Review Log South_Latest.xls | no | 1 | 3 | 2 | CCTV Available (10-20 Years Old) & Soil Type Available | 3.2941 | 3 | 3 | 5 | 2.5 | Property Parcels | 1 |  | 5 | 1.355 | 0.05317 | Modelled Flow Data Used & Depth Available | 193.729 | 8
181 | 193 | 16422 | 10008798 | 197698 | DSTIN | Tamaki East Interceptor | Gravity | Pipe | Buried | OP | CONC | None | 1973-06-30 | 7.08 | 6.73 | dwg | TE | Transmission | Legacy | 1 |  |  | 4 | 1350 | [5 empty] | 77977 | NA |  | 230.13 |  | WSL |  | Waikato,Ngāti Maru,Ngāti Tamaoho,Ngāti Whanaunga,Ngāti Tamaterā,Ngāti Pāoa,Ngāi Tai ki Tāmaki,Ngāti Hako,Te Ākitai Waiohua | 2 | 2 | 2 | 2008 | CCTV Footage Review Log South_Latest.xls | no | 1 | 3 | 2 | CCTV Available (10-20 Years Old) & Soil Type Available | 3.294 | 3 | 3 | 5 | 2.5 | Property Parcels, Building Outlines | 1 |  | 5 | 1.355 | 0.052996 | Modelled Flow Data Used & Depth Available | 230.1317 | 8
182 | 194 | 16423 | 10008797 | 197104 | DSTIN | Tamaki East Interceptor | Gravity | Pipe | Buried | OP | CONC | None | 1973-06-30 | 6.73 | 6.41 | dwg | TE | Transmission | Legacy | 1 |  |  | 4 | 1350 | [5 empty] | 77976 | NA |  | 214.6 |  | WSL |  | Waikato,Ngāti Maru,Ngāti Tamaoho,Ngāti Whanaunga,Ngāti Tamaterā,Ngāti Pāoa,Ngāi Tai ki Tāmaki,Ngāti Hako,Te Ākitai Waiohua | 2 | 2 | 2 | 2008 | CCTV Footage Review Log South_Latest.xls | no | 1 | 3 | 2 | CCTV Available (10-20 Years Old) & Soil Type Available | 3.294 | 3 | 3 | 5 | 2.5 | Property Parcels, Building Outlines | 1 |  | 5 | 1.355 | 0.052996 | Modelled Flow Data Used & Depth Available | 214.602 | 8
179 | 191 | 16420 | 10008800 | 197302 | DSTIN | Tamaki East Interceptor | Gravity | Pipe | Buried | OP | CONC | None | 1973-06-30 | 7.63 | 7.38 | dwg | TE | Transmission | Legacy | 1 |  |  | 4 | 1350 | [5 empty] | 77979 | NA |  | 189.64 |  | WSL |  | Waikato,Ngāti Maru,Ngāti Tamaoho,Ngāti Whanaunga,Ngāti Tamaterā,Ngāti Pāoa,Ngāi Tai ki Tāmaki,Ngāti Hako,Te Ākitai Waiohua | 2 | 2 | 2 | 2008 | CCTV Footage Review Log South_Latest.xls | no | 1 | 3 | 2 | CCTV Available (10-20 Years Old) & Soil Type Available | 3.294 | 3 | 3 | 5 | 2.5 | Property Parcels | 1 |  | 5 | 1.355 | 0.05296 | Modelled Flow Data Used & Depth Available | 189.6392 | 8
180 | 192 | 16421 | 10008799 | 197503 | DSTIN | Tamaki East Interceptor | Gravity | Pipe | Buried | OP | CONC | None | 1973-06-30 | 7.38 | 7.08 | dwg | TE | Transmission | Legacy | 1 |  |  | 4 | 1350 | [5 empty] | 77978 | NA |  | 244.79 |  | WSL |  | Waikato,Ngāti Maru,Ngāti Tamaoho,Ngāti Whanaunga,Ngāti Tamaterā,Ngāti Pāoa,Ngāi Tai ki Tāmaki,Ngāti Hako,Te Ākitai Waiohua | 2 | 2 | 2 | 2008 | CCTV Footage Review Log South_Latest.xls | no | 1 | 3 | 2 | CCTV Available (10-20 Years Old) & Soil Type Available | 3.294 | 3 | 3 | 5 | 2.5 | Property Parcels | 1 |  | 5 | 1.355 | 0.052925 | Modelled Flow Data Used & Depth Available | 244.7938 | 8
2751 | 2992 | 15579 | 10004171 | 193380 | DSB03 | Branch 3 Newmarket | Gravity | Pipe | Buried | OP | CONC | None | 1918-06-30 | 3.44 | 3.34 | dwg | OM | Transmission | Legacy | 2 |  |  | 4 | 1200 | [5 empty] | 73987 | NA |  | 105.53 |  | WSL |  | Waikato,Te Kawerau a Maki,Ngāti Whātua,Ngāti Maru,Ngāti Whātua o Ōrākei,Ngāti Tamaoho,Te Patukirikiri,Ngāti Tamaterā,Ngāti Pāoa,Ngāi Tai ki Tāmaki,Ngāti Hako,Te Ākitai Waiohua | 3.59 | 4 | 3 | 2009 | te puna wai | no | 1 | 1 | 5 | CCTV Available (10-20 Years Old) & Soil Type Available | 3.2931 | 3 | 3 | 5 | 2.5 | Property Parcels | 1 | Significant Ecological Area - SEA_T_6171 | 5 | 1.355 | 0.048701 | Modelled Flow Data Used & Depth Available | 105.5333 | 18
1131 | 1193 | 15581 | 10004172 | 193536 | DSB03 | Branch 3 Newmarket | Gravity | Pipe | Buried | OP | CONC | None | 1918-06-30 | 3.56 | 3.44 | dwg | OM | Transmission | Legacy | 2 |  |  | 4 | 1200 | [5 empty] | 73988 | NA |  | 119.24 |  | WSL |  | Waikato,Te Kawerau a Maki,Ngāti Whātua,Ngāti Maru,Ngāti Whātua o Ōrākei,Ngāti Tamaoho,Te Patukirikiri,Ngāti Tamaterā,Ngāti Pāoa,Ngāi Tai ki Tāmaki,Ngāti Hako,Te Ākitai Waiohua | 3.59 | 4 | 3 | 2009 | te puna wai | no | 1 | 1 | 5 | CCTV Available (10-20 Years Old) & Soil Type Available | 3.293 | 3 | 3 | 5 | 2.5 | Property Parcels, Building Outlines | 1 |  | 5 | 1.355 | 0.04843 | Modelled Flow Data Used & Depth Available | 119.2408 | 18
1130 | 1192 | 15580 | 10004173 | 193140 | DSB03 | Branch 3 Newmarket | Gravity | Pipe | Buried | OP | CONC | None | 1918-06-30 | 3.96 | 3.56 | dwg | OM | Transmission | Legacy | 2 |  |  | 4 | 1200 | ASBUILT | ASBUILT | ASBUILT | ASBUILT | CONS | 73989 | NA |  | 412.5 | ASBUILT | WSL |  | Waikato,Te Kawerau a Maki,Ngāti Whātua,Ngāti Maru,Ngāti Whātua o Ōrākei,Ngāti Tamaoho,Te Patukirikiri,Ngāti Tamaterā,Ngāti Pāoa,Ngāi Tai ki Tāmaki,Ngāti Hako,Te Ākitai Waiohua | 3.86 | 4 | 3 | 2007 | te puna wai | no | 3 | 1 | 5 | CCTV Available (10-20 Years Old) & Soil Type Available | 3.2929 | 3 | 3 | 5 | 2.5 | Property Parcels, Building Outlines | 1 | Significant Ecological Area - SEA_T_6172 | 5 | 1.355 | 0.047742 | Modelled Flow Data Used & Depth Available | 412.5026 | 18
564 | 587 | 15843 | 10008062 | 197034 | DSSIN | Southern Interceptor | Gravity | Pipe | Buried | OP | CONC | None | 1964-06-30 | 13.41 | 13.38 | dwg | SI | Transmission | Legacy | 1 |  |  | 4 | 1200 | [5 empty] | 77284 | NA |  | 39.3 |  | WSL |  | Waikato,Te Kawerau a Maki,Ngāti Maru,Ngāti Tamaoho,Ngāti Whanaunga,Ngāti Tamaterā,Ngāi Tai ki Tāmaki,Ngāti Hako,Te Ākitai Waiohua | 2.27 | 2 | 2 | 2019 | CCTV Footage Review Log South_Latest.xls | no | 5 | 1 | 2 | CCTV Available (0-10 Years Old) & Soil Type Available | 3.2921 | 3 | 3 | 5 | 2.5 | Property Parcels | 1 |  | 5 | 1.355 | 0.044338 | Modelled Flow Data Used & Depth Available | 39.2986 | 8
562 | 585 | 17284 | 10008064 | 196887 | DSSIN | Southern Interceptor | Gravity | Pipe | Buried | OP | CONC | None | 1964-06-30 | 13.55 | 13.5 | dwg | SI | Transmission | Legacy | 1 |  |  | 4 | 1200 | [5 empty] | 77286 | NA |  | 65.95 |  | WSL |  | Waikato,Te Kawerau a Maki,Ngāti Maru,Ngāti Tamaoho,Ngāti Whanaunga,Ngāti Tamaterā,Ngāi Tai ki Tāmaki,Ngāti Hako,Te Ākitai Waiohua | 2.27 | 2 | 2 | 2019 | CCTV Footage Review Log South_Latest.xls | no | 5 | 1 | 2 | CCTV Available (0-10 Years Old) & Soil Type Available | 3.2921 | 3 | 3 | 5 | 2.5 | Property Parcels | 1 |  | 5 | 1.355 | 0.044319 | Modelled Flow Data Used & Depth Available | 65.9457 | 8
563 | 586 | 15844 | 10008063 | 196736 | DSSIN | Southern Interceptor | Gravity | Pipe | Buried | OP | CONC | None | 1964-06-30 | 13.5 | 13.41 | dwg | SI | Transmission | Legacy | 1 |  |  | 4 | 1200 | [5 empty] | 77285 | NA |  | 110.17 |  | WSL |  | Waikato,Te Kawerau a Maki,Ngāti Maru,Ngāti Tamaoho,Ngāti Whanaunga,Ngāti Tamaterā,Ngāi Tai ki Tāmaki,Ngāti Hako,Te Ākitai Waiohua | 2.27 | 2 | 2 | 2019 | CCTV Footage Review Log South_Latest.xls | no | 5 | 1 | 2 | CCTV Available (0-10 Years Old) & Soil Type Available | 3.2921 | 3 | 3 | 5 | 2.5 | Property Parcels | 1 |  | 5 | 1.355 | 0.044315 | Modelled Flow Data Used & Depth Available | 110.1743 | 8
561 | 584 | 15845 | 10008065 | 196583 | DSSIN | Southern Interceptor | Gravity | Pipe | Buried | OP | CONC | None | 1964-06-30 | 13.73 | 13.55 | dwg | SI | Transmission | Legacy | 1 |  |  | 4 | 1200 | [5 empty] | 77287 | NA |  | 227.39 |  | WSL |  | Waikato,Te Kawerau a Maki,Ngāti Maru,Ngāti Tamaoho,Ngāti Whanaunga,Ngāti Tamaterā,Ngāi Tai ki Tāmaki,Ngāti Hako,Te Ākitai Waiohua | 2.27 | 2 | 2 | 2019 | CCTV Footage Review Log South_Latest.xls | no | 5 | 1 | 2 | CCTV Available (0-10 Years Old) & Soil Type Available | 3.2918 | 3 | 3 | 5 | 2.5 | Property Parcels | 1 |  | 5 | 1.355 | 0.042932 | Modelled Flow Data Used & Depth Available | 227.389 | 8
2926 | 3184 | 2542562 | 10084251 | 196216 | DSONE | Onehunga Branch | Gravity | Pipe | Bridged | OP | PE | None | 2010-10-28 | 13.07 | 12.91 | dwg | WI | Transmission | T0000099 | 2 |  |  | 4 | 710 | [5 empty] | 76089 | NA |  | 81.22 |  | WSL |  | Waikato,Te Kawerau a Maki,Ngāti Whātua,Ngāti Maru,Ngāti Whātua o Ōrākei,Ngāti Tamaoho,Ngāti Tamaterā,Ngāti Pāoa,Ngāi Tai ki Tāmaki,Ngāti Hako,Te Ākitai Waiohua | 1 | 1 | 1 | 2021 | CCTV Footage Review Log South_Latest.xls | yes | 1 | 1 | 1 | CCTV Available (0-10 Years Old) & Soil Type Not Available | 3.2913 | 3 | 3 | 5 | 2.5 | Property Parcels | 1 | Aquifer - Mt Wellington Volcanic Aquifer | 5 | 1.355 | 0.040641 | Modelled Flow Data Used & Depth Available | 81.2195 | 4
625 | 649 | 2651206 | 10097926 | 195728 | DSORM | Orakei Main Sewer | Gravity | Pipe | Buried | OP | CONC | None | 2016-07-20 | 2.56 | 2.48 | dwg | OM | Transmission | Legacy | 1 |  |  | 4 | 2100 | [5 empty] | 76255 | NA |  | 32.32 |  | WSL |  | Te Kawerau a Maki,Ngāti Whātua,Ngāti Maru,Ngāti Whātua o Ōrākei,Ngāti Tamaoho,Te Patukirikiri,Ngāti Tamaterā,Ngāti Pāoa,Ngāi Tai ki Tāmaki,Ngāti Hako,Te Ākitai Waiohua | 1.76 | 2 |  |  |  | no | 5 | 1 | 1 | CCTV NOT Available or Over 30 Years Old & Soil Type Available | 3.2828 | 3 | 5 | 5 | 1 |  | 1 | Place Of Historic Heritage - Auckland Domain/Pukekaroa/Pukekawa Hill Pa site R11_105, including pits, terraces, midden, house sites, structures, memorials, water supply site, ponds, roads, g | 5 | 0.895 | 0.28673 | Modelled Flow Data Used & Depth Available | 32.3192 | 8
1501 | 1606 | 16790 | 10009177 | 197937 | DSWHE | Whenuapai Branch | Siphon | Pipe | Buried | OP | AC | None | 1965-06-30 | 2.55 | 2.43 | dwg | WI | Transmission | Legacy | 2 |  |  | 4 | 600 | [5 empty] | 78268 | NA |  | 294.48 |  | WSL |  | Te Kawerau a Maki,Ngāti Whātua,Ngāti Whātua o Ōrākei,Ngāti Tamaoho,Ngāti Tamaterā,Te Ākitai Waiohua | 3.05 | 3 | 2 | 2017 | CCTV Footage Review Log South_Latest.xls | no | 1 | 1 | 5 | CCTV Available (0-10 Years Old) & Soil Type Available | 3.2825 | 3 | 1 | 5 | 2.5 | Property Parcels | 1 | Ocean Intercept, Significant Ecological Area - SEA-M2-55a | 5 | 1.355 | 0 | Modelled Flow Data Used & Depth Available | 294.479 | 14
930 | 982 | 16566 | 10009565 | 197838 | DSWSL | Westlynn Branch | Gravity | Pipe | Bridged | OP | VC | None | 1958-06-30 | 13.3 | 13.2 | appr | WI | Transmission | Legacy | 2 |  |  | 4 | 225 | [5 empty] | 78651 | NA |  | 12.18 |  | WSL |  | Waikato,Te Kawerau a Maki,Ngāti Whātua,Ngāti Whātua o Ōrākei,Ngāti Tamaoho,Ngāti Tamaterā,Te Ākitai Waiohua | 3 | 3 | 3 | 2015 | te puna wai | no | 1 | 1 | 2 | CCTV Available (0-10 Years Old) & Soil Type Not Available | 3.2787 | 3 | 1 | 5 | 2.5 | Property Parcels | 1 |  | 5 | 1.355 | 0.0029632 | Modelled Flow Data Used & Depth Available | 12.1755 | 14
1056 | 1116 | 16569 | 10009558 | 197396 | DSWSL | Westlynn Branch | Gravity | Pipe | Bridged | OP | VC | None | 1958-06-30 | 7.46 | 7.35 | dwg | WI | Transmission | Legacy | 2 |  |  | 4 | 225 | [5 empty] | 78642 | NA |  | 6.6 |  | WSL |  | Waikato,Te Kawerau a Maki,Ngāti Whātua,Ngāti Whātua o Ōrākei,Ngāti Tamaoho,Ngāti Tamaterā,Te Ākitai Waiohua | 2 | 2 | 2 | 1996 | te puna wai | no | 1 | 1 | 2 | CCTV Available (20-30 Years Old) & Soil Type Not Available | 3.2774 | 3 | 1 | 5 | 2.5 | Property Parcels | 1 | Significant Ecological Area - SEA_T_4711 | 5 | 1.355 | 0.0039734 | Modelled Flow Data Used & Depth Available | 6.6029 | 8
3279 | 3544 | 919365 | 10087930 | 195483 | DSHKI | Hauraki Branch Sewer TS3A | Gravity | Pipe | Buried | OP | CONC | None | 1957-01-01 |  |  | dwg | NI | Transmission | Legacy | 2 |  |  | 4 | 525 | [5 empty] | 64843 | NA |  | 107.21 |  | WSL |  | Te Kawerau a Maki,Ngāti Whātua,Ngāti Maru,Ngāti Whātua o Ōrākei,Ngāti Tamaoho,Ngāti Manuhiri,Te Patukirikiri,Ngāti Whanaunga,Ngāti Tamaterā,Ngāti Pāoa,Ngāi Tai ki Tāmaki,Ngāti Hako,Te Ākitai Waiohua | 3 | 3 | 3 | 2017 | te puna wai | no | 1 | 1 | 3 | CCTV Available (0-10 Years Old) & Soil Type Available | 3.275 | 3 | 1 | 2 | 3.5 | Property Parcels, Building Outlines | 1 |  | 1.5 | 1.35 | 0 | Modelled Flow Data Used & Depth Available | 107.2125 | 14
3589 | 3862 | 908651 | 10087928 | 195327 | DSHKI | Hauraki Branch Sewer TS3A | Gravity | Pipe | Buried | OP | CONC | None | 1957-01-01 |  |  | dwg | NI | Transmission | Legacy | 2 |  |  | 4 | 525 | [5 empty] | 64841 | NA |  | 94.95 |  | WSL |  | Te Kawerau a Maki,Ngāti Whātua,Ngāti Maru,Ngāti Whātua o Ōrākei,Ngāti Tamaoho,Ngāti Manuhiri,Te Patukirikiri,Ngāti Whanaunga,Ngāti Tamaterā,Ngāti Pāoa,Ngāi Tai ki Tāmaki,Ngāti Hako,Te Ākitai Waiohua | 3 | 3 | 3 | 2017 | te puna wai | no | 1 | 1 | 3 | CCTV Available (0-10 Years Old) & Soil Type Available | 3.275 | 3 | 1 | 2 | 3.5 | Property Parcels, Building Outlines | 1 |  | 1.5 | 1.35 | 0 | Modelled Flow Data Used & Depth Available | 94.9461 | 14
3568 | 3841 | 908650 | 10087929 | 194955 | DSHKI | Hauraki Branch Sewer TS3A | Gravity | Pipe | Buried | OP | CONC | None | 1957-01-01 |  |  | dwg | NI | Transmission | Legacy | 2 |  |  | 4 | 525 | [5 empty] | 64842 | NA |  | 86.46 |  | WSL |  | Te Kawerau a Maki,Ngāti Whātua,Ngāti Maru,Ngāti Whātua o Ōrākei,Ngāti Tamaoho,Ngāti Manuhiri,Te Patukirikiri,Ngāti Whanaunga,Ngāti Tamaterā,Ngāti Pāoa,Ngāi Tai ki Tāmaki,Ngāti Hako,Te Ākitai Waiohua | 3 | 3 | 3 | 2017 | te puna wai | no | 1 | 1 | 3 | CCTV Available (0-10 Years Old) & Soil Type Available | 3.275 | 3 | 1 | 2 | 3.5 | Property Parcels, Building Outlines | 1 |  | 1.5 | 1.35 | 0 | Modelled Flow Data Used & Depth Available | 86.463 | 14
4015 | 4293 | 929548 | 10087923 | 194800 | DSHKI | Hauraki Branch Sewer TS3A | Gravity | Pipe | Buried | OP | CONC | None | 1963-01-01 |  |  | dwg | NI | Transmission | Legacy | 2 |  |  | 4 | 525 | [5 empty] | 64836 | NA |  | 26.21 |  | WSL |  | Te Kawerau a Maki,Ngāti Whātua,Ngāti Maru,Ngāti Whātua o Ōrākei,Ngāti Tamaoho,Te Patukirikiri,Ngāti Whanaunga,Ngāti Tamaterā,Ngāti Pāoa,Ngāi Tai ki Tāmaki,Ngāti Hako,Te Ākitai Waiohua | 2.24 | 2 | 2 | 2017 | te puna wai | no | 1 | 1 | 3 | CCTV Available (0-10 Years Old) & Soil Type Available | 3.275 | 3 | 1 | 2 | 3.5 | Property Parcels, Building Outlines | 1 |  | 1.5 | 1.35 | 0 | Modelled Flow Data Used & Depth Available | 26.2088 | 8
1002 | 1058 | 16472 | 10008242 | 196811 | DSSLN | Southlynn Branch | Gravity | Pipe | Bridged | OP | CLS | None | 1992-07-01 | 4.93 | 4.91 | dwg | WI | Transmission | Legacy | 2 |  |  | 4 | 310 | [5 empty] | 77424 | NA |  | 4.35 |  | WSL |  | Waikato,Te Kawerau a Maki,Ngāti Whātua,Ngāti Whātua o Ōrākei,Ngāti Tamaoho,Ngāti Tamaterā,Te Ākitai Waiohua | 3 | 3 | 3 | 2003 | te puna wai | no | 1 | 1 | 2 | CCTV Available (20-30 Years Old) & Soil Type Not Available | 3.2749 | 3 | 1 | 5 | 2.5 | Property Parcels | 1 | Significant Ecological Area - SEA_T_4711 | 5 | 1.355 | 0.005907 | Modelled Flow Data Used & Depth Available | 4.3524 | 14
2404 | 2615 | 15394 | 10005271 | 194342 | DSEDB | Edendale Branch | Gravity | Pipe | Buried | OP | CONC | None | 1914-06-30 | 45.68 | 45.28 | dwg | OM | Transmission | Legacy | 2 |  |  | 4 | 1800 | [5 empty] | 74736 | NA |  | 58.57 |  | WSL |  | Waikato,Te Kawerau a Maki,Ngāti Whātua,Ngāti Maru,Ngāti Whātua o Ōrākei,Ngāti Tamaoho,Ngāti Tamaterā,Ngāi Tai ki Tāmaki,Ngāti Hako,Te Ākitai Waiohua | 3.47 | 3 | 3 | 2017 | CCTV Footage Review Log South_Latest.xls | no | 1 | 1 | 5 | CCTV Available (0-10 Years Old) & Soil Type Available | 3.2731 | 3 | 2 | 5 | 2.5 | Property Parcels, Building Outlines | 1 | Aquifer - Western Springs Volcanic Aquifer | 5 | 1.355 | 0.017621 | Modelled Flow Data Used & Depth Available | 58.5742 | 14
2403 | 2614 | 15393 | 10005272 | 194849 | DSEDB | Edendale Branch | Gravity | Pipe | Buried | OP | CONC | None | 1914-06-30 | 45.89 | 45.68 | dwg | OM | Transmission | Legacy | 2 |  |  | 4 | 1800 | [5 empty] | 74737 | NA |  | 29.03 |  | WSL |  | Waikato,Te Kawerau a Maki,Ngāti Whātua,Ngāti Maru,Ngāti Whātua o Ōrākei,Ngāti Tamaoho,Ngāti Tamaterā,Ngāi Tai ki Tāmaki,Ngāti Hako,Te Ākitai Waiohua | 3.47 | 3 | 3 | 2017 | CCTV Footage Review Log South_Latest.xls | no | 1 | 1 | 5 | CCTV Available (0-10 Years Old) & Soil Type Available | 3.2731 | 3 | 2 | 5 | 2.5 | Property Parcels, Building Outlines | 1 | Aquifer - Western Springs Volcanic Aquifer | 5 | 1.355 | 0.017625 | Modelled Flow Data Used & Depth Available | 29.0323 | 14
2405 | 2616 | 15395 | 10005270 | 194695 | DSEDB | Edendale Branch | Gravity | Pipe | Buried | OP | CONC | None | 1914-06-30 | 45.28 | 44.3 | dwg | OM | Transmission | Legacy | 2 |  |  | 4 | 1800 | [5 empty] | 74735 | NA |  | 147.14 |  | WSL |  | Waikato,Te Kawerau a Maki,Ngāti Whātua,Ngāti Maru,Ngāti Whātua o Ōrākei,Ngāti Tamaoho,Ngāti Tamaterā,Ngāi Tai ki Tāmaki,Ngāti Hako,Te Ākitai Waiohua | 3.47 | 3 | 3 | 2017 | CCTV Footage Review Log South_Latest.xls | no | 1 | 1 | 5 | CCTV Available (0-10 Years Old) & Soil Type Available | 3.2731 | 3 | 2 | 5 | 2.5 | Property Parcels, Building Outlines | 1 | Aquifer - Western Springs Volcanic Aquifer | 5 | 1.355 | 0.017699 | Modelled Flow Data Used & Depth Available | 147.1386 | 14
42 | 44 | 15774 | 10007023 | 195854 | DSORM | Orakei Main Sewer | Gravity | Pipe | Buried | OP | CONC | None | 1959-06-30 | 0.18 | -0.69 | dwg | OM | Transmission | Legacy | 1 |  |  | 4 | 1600 | [5 empty] | 76237 | NA |  | 348.35 |  | WSL |  | Waikato,Te Kawerau a Maki,Ngāti Whātua,Ngāti Maru,Ngāti Whātua o Ōrākei,Ngāti Tamaoho,Te Patukirikiri,Ngāti Whanaunga,Ngāti Tamaterā,Ngāti Pāoa,Ngāi Tai ki Tāmaki,Ngāti Hako,Te Ākitai Waiohua | 2.56 | 3 | 1 | 2013 | te puna wai | no | 5 | 1 | 3 | CCTV Available (10-20 Years Old) & Soil Type Available | 3.2731 | 3 | 2 | 5 | 2.5 | Property Parcels, Public Park & Sports Area | 1 |  | 5 | 1.355 | 0.017721 | Modelled Flow Data Used & Depth Available | 348.3545 | 14
3007 | 3268 | 905175 | 10088320 | 195399 | DSNCT | Northcote Branch Sewer TS8 | Gravity | Pipe | Buried | OP | CONC | None | 1962-01-01 |  |  | dwg | NI | Transmission | Legacy | 2 |  |  | 4 | 550 | [5 empty] | 65099 | NA |  | 22.19 |  | WSL |  | Te Kawerau a Maki,Ngāti Whātua,Ngāti Maru,Ngāti Whātua o Ōrākei,Ngāti Tamaoho,Ngāti Manuhiri,Te Patukirikiri,Ngāti Whanaunga,Ngāti Tamaterā,Ngāti Pāoa,Ngāi Tai ki Tāmaki,Ngāti Hako,Te Ākitai Waiohua | 2.41 | 2 |  |  |  | no | 1 | 1 | 3 | CCTV NOT Available or Over 30 Years Old & Soil Type Available | 3.273 | 3 | 1 | 2 | 3.5 | Property Parcels, Building Outlines | 1 |  | 1.5 | 1.35 | 0.0015314 | Modelled Flow Data Used & Depth Available | 22.187 | 8
1163 | 1231 | 15396 | 10005269 | 194176 | DSEDB | Edendale Branch | Gravity | Pipe | Buried | OP | CONC | None | 1914-06-30 | 44.3 | 43.49 | dwg | OM | Transmission | Legacy | 2 |  |  | 4 | 1800 | [5 empty] | 74734 | NA |  | 121.96 |  | WSL |  | Waikato,Te Kawerau a Maki,Ngāti Whātua,Ngāti Maru,Ngāti Whātua o Ōrākei,Ngāti Tamaoho,Ngāti Tamaterā,Ngāi Tai ki Tāmaki,Ngāti Hako,Te Ākitai Waiohua | 3.47 | 3 | 3 | 2017 | CCTV Footage Review Log South_Latest.xls | no | 1 | 1 | 5 | CCTV Available (0-10 Years Old) & Soil Type Available | 3.273 | 3 | 2 | 5 | 2.5 | Property Parcels, Building Outlines | 1 | Aquifer - Western Springs Volcanic Aquifer | 5 | 1.355 | 0.017798 | Modelled Flow Data Used & Depth Available | 121.961 | 14
1467 | 1567 | 15723 | 10006300 | 195243 | DSMAH | Mahia Branch | Gravity | Pipe | Buried | OP | CONC | None | 1971-06-30 | 5.64 | 5.6 | dwg | SI | Transmission | Legacy | 2 |  |  | 4 | 1200 | [5 empty] | 75695 | NA |  | 34.88 |  | WSL |  | Waikato,Ngāti Maru,Ngāti Tamaoho,Ngāti Whanaunga,Ngāti Tamaterā,Ngāti Pāoa,Ngāi Tai ki Tāmaki,Ngāti Hako,Te Ākitai Waiohua | 2 | 2 | 2 | 2016 | te puna wai | no | 1 | 3 | 2 | CCTV Available (0-10 Years Old) & Soil Type Available | 3.2727 | 3 | 2 | 5 | 2.5 | Property Parcels | 1 |  | 5 | 1.355 | 0.018329 | Modelled Flow Data Used & Depth Available | 34.8772 | 8
1155 | 1222 | 15380 | 10005268 | 194848 | DSEDB | Edendale Branch | Gravity | Pipe | Buried | OP | CONC | None | 1914-06-30 | 43.49 | 43.48 | dwg | OM | Transmission | Legacy | 2 |  |  | 4 | 1800 | [5 empty] | 74733 | NA |  | 37.21 |  | WSL |  | Waikato,Te Kawerau a Maki,Ngāti Whātua,Ngāti Maru,Ngāti Whātua o Ōrākei,Ngāti Tamaoho,Ngāti Tamaterā,Ngāi Tai ki Tāmaki,Ngāti Hako,Te Ākitai Waiohua | 3.47 | 3 | 3 | 2017 | CCTV Footage Review Log South_Latest.xls | no | 1 | 1 | 5 | CCTV Available (0-10 Years Old) & Soil Type Available | 3.2727 | 3 | 2 | 5 | 2.5 | Property Parcels, Building Outlines | 1 | Aquifer - Western Springs Volcanic Aquifer | 5 | 1.355 | 0.018332 | Modelled Flow Data Used & Depth Available | 37.2135 | 14
2406 | 2617 | 15379 | 10005267 | 194341 | DSEDB | Edendale Branch | Gravity | Pipe | Buried | OP | CONC | None | 1914-06-30 | 43.48 | 43.07 | dwg | OM | Transmission | Legacy | 2 |  |  | 4 | 1800 | [5 empty] | 74732 | NA |  | 26.78 |  | WSL |  | Waikato,Te Kawerau a Maki,Ngāti Whātua,Ngāti Maru,Ngāti Whātua o Ōrākei,Ngāti Tamaoho,Ngāti Tamaterā,Ngāi Tai ki Tāmaki,Ngāti Hako,Te Ākitai Waiohua | 3.47 | 3 | 3 | 2017 | CCTV Footage Review Log South_Latest.xls | no | 1 | 1 | 5 | CCTV Available (0-10 Years Old) & Soil Type Available | 3.2727 | 3 | 2 | 5 | 2.5 | Property Parcels, Building Outlines | 1 | Aquifer - Western Springs Volcanic Aquifer | 5 | 1.355 | 0.018332 | Modelled Flow Data Used & Depth Available | 26.7766 | 14
1462 | 1562 | 15720 | 10006295 | 195772 | DSMAH | Mahia Branch | Gravity | Pipe | Buried | OP | CONC | None | 1971-06-30 | 5.3 | 5.13 | dwg | SI | Transmission | Legacy | 2 |  |  | 4 | 1200 | [5 empty] | 75689 | NA |  | 93.58 |  | WSL |  | Waikato,Ngāti Maru,Ngāti Tamaoho,Ngāti Whanaunga,Ngāti Tamaterā,Ngāti Pāoa,Ngāi Tai ki Tāmaki,Ngāti Hako,Te Ākitai Waiohua | 2 | 2 | 2 | 2016 | te puna wai | no | 1 | 3 | 2 | CCTV Available (0-10 Years Old) & Soil Type Available | 3.2727 | 3 | 2 | 5 | 2.5 | Property Parcels, Building Outlines | 1 |  | 5 | 1.355 | 0.018358 | Modelled Flow Data Used & Depth Available | 93.5814 | 8
1463 | 1563 | 15719 | 10006294 | 195092 | DSMAH | Mahia Branch | Gravity | Pipe | Buried | OP | CONC | None | 1969-06-30 | 5.13 | 5.07 | dwg | SI | Transmission | Legacy | 2 |  |  | 4 | 1200 | [5 empty] | 75688 | NA |  | 24.07 |  | WSL |  | Waikato,Ngāti Maru,Ngāti Tamaoho,Ngāti Whanaunga,Ngāti Tamaterā,Ngāti Pāoa,Ngāi Tai ki Tāmaki,Ngāti Hako,Te Ākitai Waiohua | 2 | 2 | 2 | 2016 | te puna wai | no | 1 | 3 | 2 | CCTV Available (0-10 Years Old) & Soil Type Available | 3.2727 | 3 | 2 | 5 | 2.5 | Property Parcels | 1 |  | 5 | 1.355 | 0.018358 | Modelled Flow Data Used & Depth Available | 24.0748 | 8
2407 | 2618 | 15378 | 10005266 | 194694 | DSEDB | Edendale Branch | Gravity | Pipe | Buried | OP | CONC | None | 1914-06-30 | 43.07 | 41.86 | dwg | OM | Transmission | Legacy | 2 |  |  | 4 | 1800 | [5 empty] | 74731 | NA |  | 184.37 |  | WSL |  | Waikato,Te Kawerau a Maki,Ngāti Whātua,Ngāti Maru,Ngāti Whātua o Ōrākei,Ngāti Tamaoho,Ngāti Tamaterā,Ngāi Tai ki Tāmaki,Ngāti Hako,Te Ākitai Waiohua | 3.47 | 3 | 3 | 2017 | CCTV Footage Review Log South_Latest.xls | no | 1 | 1 | 5 | CCTV Available (0-10 Years Old) & Soil Type Available | 3.2726 | 3 | 2 | 5 | 2.5 | Property Parcels, Building Outlines | 1 | Aquifer - Western Springs Volcanic Aquifer | 5 | 1.355 | 0.018641 | Modelled Flow Data Used & Depth Available | 184.3658 | 14
2408 | 2619 | 15375 | 10005265 | 194175 | DSEDB | Edendale Branch | Gravity | Pipe | Buried | OP | CONC | None | 1914-06-30 | 41.86 | 41.61 | dwg | OM | Transmission | Legacy | 2 |  |  | 4 | 1800 | [5 empty] | 74730 | NA |  | 34.24 |  | WSL |  | Waikato,Te Kawerau a Maki,Ngāti Whātua,Ngāti Maru,Ngāti Whātua o Ōrākei,Ngāti Tamaoho,Ngāti Tamaterā,Ngāi Tai ki Tāmaki,Ngāti Hako,Te Ākitai Waiohua | 3.47 | 3 | 3 | 2017 | CCTV Footage Review Log South_Latest.xls | no | 1 | 1 | 5 | CCTV Available (0-10 Years Old) & Soil Type Available | 3.2726 | 3 | 2 | 5 | 2.5 | Property Parcels, Building Outlines | 1 | Aquifer - Western Springs Volcanic Aquifer | 5 | 1.355 | 0.018641 | Modelled Flow Data Used & Depth Available | 34.2402 | 14
2707 | 2945 | 15374 | 10005264 | 194847 | DSEDB | Edendale Branch | Gravity | Pipe | Buried | OP | CONC | None | 1914-06-30 | 41.61 | 41.19 | dwg | OM | Transmission | Legacy | 2 |  |  | 4 | 1800 | [5 empty] | 74729 | NA |  | 65.31 |  | WSL |  | Waikato,Te Kawerau a Maki,Ngāti Whātua,Ngāti Maru,Ngāti Whātua o Ōrākei,Ngāti Tamaoho,Ngāti Tamaterā,Ngāi Tai ki Tāmaki,Ngāti Hako,Te Ākitai Waiohua | 3.47 | 3 | 3 | 2017 | CCTV Footage Review Log South_Latest.xls | no | 1 | 1 | 5 | CCTV Available (0-10 Years Old) & Soil Type Available | 3.2726 | 3 | 2 | 5 | 2.5 | Property Parcels | 1 | Aquifer - Western Springs Volcanic Aquifer | 5 | 1.355 | 0.018644 | Modelled Flow Data Used & Depth Available | 65.3118 | 14
2709 | 2947 | 15376 | 10005263 | 194340 | DSEDB | Edendale Branch | Gravity | Pipe | Buried | OP | CONC | None | 1914-06-30 | 41.19 | 40.84 | dwg | OM | Transmission | DU2907 | 2 |  |  | 4 | 1800 | [5 empty] | 74728 | NA |  | 55.56 |  | WSL |  | Waikato,Te Kawerau a Maki,Ngāti Whātua,Ngāti Maru,Ngāti Whātua o Ōrākei,Ngāti Tamaoho,Ngāti Tamaterā,Ngāi Tai ki Tāmaki,Ngāti Hako,Te Ākitai Waiohua | 3.47 | 3 | 3 | 2017 | CCTV Footage Review Log South_Latest.xls | no | 1 | 1 | 5 | CCTV Available (0-10 Years Old) & Soil Type Available | 3.2724 | 3 | 2 | 5 | 2.5 | Property Parcels | 1 | Aquifer - Western Springs Volcanic Aquifer | 5 | 1.355 | 0.018995 | Modelled Flow Data Used & Depth Available | 55.5552 | 14
2711 | 2949 | 15373 | 10005262 | 194693 | DSEDB | Edendale Branch | Gravity | Pipe | Buried | OP | CONC | None | 1914-06-30 | 40.84 | 40.29 | dwg | OM | Transmission | DU2907 | 2 |  |  | 4 | 1800 | [5 empty] | 74727 | NA |  | 77.53 |  | WSL |  | Waikato,Te Kawerau a Maki,Ngāti Whātua,Ngāti Maru,Ngāti Whātua o Ōrākei,Ngāti Tamaoho,Ngāti Tamaterā,Ngāi Tai ki Tāmaki,Ngāti Hako,Te Ākitai Waiohua | 3.47 | 3 | 3 | 2017 | CCTV Footage Review Log South_Latest.xls | no | 1 | 1 | 5 | CCTV Available (0-10 Years Old) & Soil Type Available | 3.2722 | 3 | 2 | 5 | 2.5 | Property Parcels | 1 | Aquifer - Western Springs Volcanic Aquifer | 5 | 1.355 | 0.019294 | Modelled Flow Data Used & Depth Available | 77.5271 | 14
2005 | 2192 | 15371 | 10005260 | 194846 | DSEDB | Edendale Branch | Gravity | Pipe | Buried | OP | CONC | None | 1914-06-30 | 39.94 | 39.58 | dwg | OM | Transmission | Legacy | 2 |  |  | 4 | 1800 | [5 empty] | 74725 | NA |  | 55.32 |  | WSL |  | Waikato,Te Kawerau a Maki,Ngāti Whātua,Ngāti Maru,Ngāti Whātua o Ōrākei,Ngāti Tamaoho,Ngāti Tamaterā,Ngāi Tai ki Tāmaki,Ngāti Hako,Te Ākitai Waiohua | 3.47 | 3 | 3 | 2017 | CCTV Footage Review Log South_Latest.xls | no | 1 | 1 | 5 | CCTV Available (0-10 Years Old) & Soil Type Available | 3.2722 | 3 | 2 | 5 | 2.5 | Property Parcels | 1 | Aquifer - Western Springs Volcanic Aquifer | 5 | 1.355 | 0.01941 | Modelled Flow Data Used & Depth Available | 55.3218 | 14
2710 | 2948 | 15372 | 10005261 | 194174 | DSEDB | Edendale Branch | Gravity | Pipe | Buried | OP | CONC | None | 1914-06-30 | 40.29 | 39.94 | dwg | OM | Transmission | DU2907 | 2 |  |  | 4 | 1800 | [5 empty] | 74726 | NA |  | 56.37 |  | WSL |  | Waikato,Te Kawerau a Maki,Ngāti Whātua,Ngāti Maru,Ngāti Whātua o Ōrākei,Ngāti Tamaoho,Ngāti Tamaterā,Ngāi Tai ki Tāmaki,Ngāti Hako,Te Ākitai Waiohua | 3.47 | 3 | 3 | 2017 | CCTV Footage Review Log South_Latest.xls | no | 1 | 1 | 5 | CCTV Available (0-10 Years Old) & Soil Type Available | 3.2722 | 3 | 2 | 5 | 2.5 | Property Parcels, Building Outlines | 1 | Aquifer - Western Springs Volcanic Aquifer | 5 | 1.355 | 0.019413 | Modelled Flow Data Used & Depth Available | 56.3722 | 14
2409 | 2620 | 15377 | 10005259 | 194339 | DSEDB | Edendale Branch | Gravity | Pipe | Buried | OP | CONC | None | 1914-06-30 | 39.58 | 38.42 | dwg | OM | Transmission | Legacy | 2 |  |  | 4 | 1800 | [5 empty] | 74724 | NA |  | 175.8 |  | WSL |  | Waikato,Te Kawerau a Maki,Ngāti Whātua,Ngāti Maru,Ngāti Whātua o Ōrākei,Ngāti Tamaoho,Ngāti Tamaterā,Ngāi Tai ki Tāmaki,Ngāti Hako,Te Ākitai Waiohua | 3.47 | 3 | 3 | 2017 | CCTV Footage Review Log South_Latest.xls | no | 1 | 1 | 5 | CCTV Available (0-10 Years Old) & Soil Type Available | 3.2721 | 3 | 2 | 5 | 2.5 | Property Parcels, Building Outlines | 1 | Aquifer - Western Springs Volcanic Aquifer | 5 | 1.355 | 0.019471 | Modelled Flow Data Used & Depth Available | 175.7997 | 14
1396 | 1491 | 15598 | 10004799 | 193457 | DSB3C | Branch 3C Khyber Pass | Gravity | Pipe | Buried | OP | BRICK | None | 1927-06-30 | 36.4 | 36.24 | dwg | OM | Transmission | Legacy | 2 |  |  | 4 | 1500 | [5 empty] | 74399 | NA |  | 29.16 |  | WSL |  | Waikato,Te Kawerau a Maki,Ngāti Whātua,Ngāti Maru,Ngāti Whātua o Ōrākei,Ngāti Tamaoho,Te Patukirikiri,Ngāti Tamaterā,Ngāti Pāoa,Ngāi Tai ki Tāmaki,Ngāti Hako,Te Ākitai Waiohua | 2.29 | 2 | 2 | 2007 | te puna wai | no | 1 | 1 | 3 | CCTV Available (10-20 Years Old) & Soil Type Available | 3.2717 | 3 | 1 | 5 | 2.5 | Property Parcels, Building Outlines | 1 |  | 5 | 1.355 | 0.0084101 | Modelled Flow Data Used & Depth Available | 29.1649 | 8
2731 | 2969 | 17263 | 10008517 | 197062 | DSSWN | Swanson Branch | Gravity | Pipe | Bridged | OP | CONC | None | 1966-06-30 | 12.24 | 12.19 | dwg | WI | Transmission | GP10003 | 2 |  |  | 4 | 525 | [5 empty] | 77783 | NA |  | 9.14 |  | WSL |  | Te Kawerau a Maki,Ngāti Whātua,Ngāti Whātua o Ōrākei,Ngāti Tamaoho,Ngāti Tamaterā,Te Ākitai Waiohua | 1.51 | 2 | 1 | 2009 | te puna wai | no | 1 | 1 | 2 | CCTV Available (10-20 Years Old) & Soil Type Not Available | 3.2712 | 3 | 1 | 5 | 2.5 | Property Parcels | 1 | Significant Ecological Area - SEA_T_4747 | 5 | 1.355 | 0.0088444 | Modelled Flow Data Used & Depth Available | 9.1411 | 8
2412 | 2623 | 15368 | 10005256 | 194845 | DSEDB | Edendale Branch | Gravity | Pipe | Buried | OP | CONC | None | 1914-06-30 | 33.05 | 31.97 | dwg | OM | Transmission | Legacy | 2 |  |  | 4 | 1650 | [5 empty] | 74721 | NA |  | 178.45 |  | WSL |  | Waikato,Te Kawerau a Maki,Ngāti Whātua,Ngāti Maru,Ngāti Whātua o Ōrākei,Ngāti Tamaoho,Ngāti Tamaterā,Ngāi Tai ki Tāmaki,Ngāti Hako,Te Ākitai Waiohua | 3.47 | 3 | 3 | 2017 | CCTV Footage Review Log South_Latest.xls | no | 1 | 1 | 5 | CCTV Available (0-10 Years Old) & Soil Type Available | 3.2705 | 3 | 2 | 5 | 2.5 | Property Parcels, Building Outlines | 1 | Place Of Historic Heritage - Winstone Model Homes | 5 | 1.355 | 0.022566 | Modelled Flow Data Used & Depth Available | 178.4545 | 14
1154 | 1221 | 15370 | 10005258 | 194692 | DSEDB | Edendale Branch | Gravity | Pipe | Buried | OP | CONC | None | 1914-06-30 | 37.17 | 33.97 | dwg | OM | Transmission | Legacy | 2 |  |  | 4 | 1500 | [5 empty] | 74723 | NA |  | 288.61 |  | WSL |  | Waikato,Te Kawerau a Maki,Ngāti Whātua,Ngāti Maru,Ngāti Whātua o Ōrākei,Ngāti Tamaoho,Ngāti Tamaterā,Ngāi Tai ki Tāmaki,Ngāti Hako,Te Ākitai Waiohua | 4 | 4 | 4 | 2017 | CCTV Footage Review Log South_Latest.xls | no | 1 | 1 | 5 | CCTV Available (0-10 Years Old) & Soil Type Available | 3.2705 | 3 | 2 | 5 | 2.5 | Property Parcels, Building Outlines | 1 | Place Of Historic Heritage - Winstone Model Homes, Aquifer - Western Springs Volcanic Aquifer | 5 | 1.355 | 0.02257 | Modelled Flow Data Used & Depth Available | 288.6119 | 18
2411 | 2622 | 15369 | 10005257 | 194173 | DSEDB | Edendale Branch | Gravity | Pipe | Buried | OP | CONC | None | 1914-06-30 | 33.97 | 33.96 | dwg | OM | Transmission | Legacy | 2 |  |  | 4 | 1650 | [5 empty] | 74722 | NA |  | 2.73 |  | WSL |  | Waikato,Te Kawerau a Maki,Ngāti Whātua,Ngāti Maru,Ngāti Whātua o Ōrākei,Ngāti Tamaoho,Ngāti Tamaterā,Ngāi Tai ki Tāmaki,Ngāti Hako,Te Ākitai Waiohua | 3.47 | 3 | 3 | 2017 | CCTV Footage Review Log South_Latest.xls | no | 1 | 1 | 5 | CCTV Available (0-10 Years Old) & Soil Type Available | 3.2705 | 3 | 2 | 5 | 2.5 | Property Parcels | 1 | Place Of Historic Heritage - Winstone Model Homes | 5 | 1.355 | 0.02257 | Modelled Flow Data Used & Depth Available | 2.7271 | 14
3574 | 3847 | 909339 | 10090324 | 195181 | DSGLF | Glenfield Branch Sewer TS4A | Gravity | Pipe | Buried | OP | CONC | None | 1975-01-01 |  |  | dwg | NI | Transmission | Legacy | 2 |  |  | 4 | 457 | [5 empty] | 64663 | NA |  | 39.25 |  | WSL |  | Te Kawerau a Maki,Ngāti Whātua,Ngāti Maru,Ngāti Whātua o Ōrākei,Ngāti Tamaoho,Ngāti Manuhiri,Te Patukirikiri,Ngāti Whanaunga,Ngāti Tamaterā,Ngāti Pāoa,Ngāi Tai ki Tāmaki,Ngāti Hako,Te Ākitai Waiohua | 2.27 | 2 | 2 | 2016 | te puna wai | no | 5 | 1 | 2 | CCTV Available (0-10 Years Old) & Soil Type Available | 3.2701 | 3 | 1 | 2 | 3.5 | Property Parcels, Building Outlines | 1 |  | 1.5 | 1.35 | 0.0038285 | Modelled Flow Data Used & Depth Available | 39.2493 | 8
1153 | 1220 | 15364 | 10005286 | 194698 | DSEDB | Edendale Branch | Gravity | Pipe | Buried | OP | CONC | None | 1914-06-30 | 55.38 | 55.16 | dwg | OM | Transmission | Legacy | 2 |  |  | 4 | 1200 | [5 empty] | 74751 | NA |  | 46.39 |  | WSL |  | Waikato,Te Kawerau a Maki,Ngāti Whātua,Ngāti Maru,Ngāti Whātua o Ōrākei,Ngāti Tamaoho,Ngāti Tamaterā,Ngāi Tai ki Tāmaki,Ngāti Hako,Te Ākitai Waiohua | 3.05 | 3 | 2 | 2017 | CCTV Footage Review Log South_Latest.xls | no | 1 | 1 | 5 | CCTV Available (0-10 Years Old) & Soil Type Available | 3.269 | 3 | 1 | 5 | 2.5 | Property Parcels | 1 | Aquifer - Western Springs Volcanic Aquifer | 5 | 1.355 | 0.010488 | Modelled Flow Data Used & Depth Available | 46.3898 | 14
505 | 528 | 17012 | 10008378 | 197555 | DSSWI | Southwestern Interceptor | Gravity | Pipe | Buried | OP | CONC | None | 1977-06-30 | 4.53 | 4.27 | dwg | SW | Transmission | Legacy | 1 |  |  | 4 | 2550 | [5 empty] | 77532 | NA |  | 87.94 |  | WSL |  | Waikato,Te Kawerau a Maki,Ngāti Maru,Ngāti Tamaoho,Ngāti Tamaterā,Ngāi Tai ki Tāmaki,Ngāti Hako,Te Ākitai Waiohua | 1.92 | 2 |  |  |  | no | 1 | 3 | 2 | CCTV NOT Available or Over 30 Years Old & Soil Type Available | 3.2688 | 3 | 1 | 5 | 2.5 | Property Parcels | 1 |  | 5 | 1.355 | 0.010649 | Modelled Flow Data Used & Depth Available | 87.9404 | 8
2009 | 2196 | 15402 | 10005285 | 194186 | DSEDB | Edendale Branch | Gravity | Pipe | Buried | OP | CONC | None | 1914-06-30 | 55.16 | 54.79 | dwg | OM | Transmission | Legacy | 2 |  |  | 4 | 1200 | [5 empty] | 74750 | NA |  | 82.38 |  | WSL |  | Waikato,Te Kawerau a Maki,Ngāti Whātua,Ngāti Maru,Ngāti Whātua o Ōrākei,Ngāti Tamaoho,Ngāti Tamaterā,Ngāi Tai ki Tāmaki,Ngāti Hako,Te Ākitai Waiohua | 3.05 | 3 | 2 | 2017 | CCTV Footage Review Log South_Latest.xls | no | 1 | 1 | 5 | CCTV Available (0-10 Years Old) & Soil Type Available | 3.2687 | 3 | 1 | 5 | 2.5 | Property Parcels, Building Outlines | 1 | Aquifer - Western Springs Volcanic Aquifer | 5 | 1.355 | 0.010752 | Modelled Flow Data Used & Depth Available | 82.3752 | 14
2415 | 2626 | 15365 | 10005253 | 194172 | DSEDB | Edendale Branch | Gravity | Pipe | Buried | OP | CONC | None | 1914-06-30 | 30.39 | 29.91 | dwg | OM | Transmission | Legacy | 2 |  |  | 4 | 2300 | [5 empty] | 74718 | NA |  | 98.11 |  | WSL |  | Waikato,Te Kawerau a Maki,Ngāti Whātua,Ngāti Maru,Ngāti Whātua o Ōrākei,Ngāti Tamaoho,Ngāti Tamaterā,Ngāi Tai ki Tāmaki,Ngāti Hako,Te Ākitai Waiohua | 4.24 | 4 | 4 | 2017 | CCTV Footage Review Log South_Latest.xls | no | 3 | 3 | 5 | CCTV Available (0-10 Years Old) & Soil Type Available | 3.2683 | 3 | 2 | 5 | 2.5 | Property Parcels, Building Outlines | 1 |  | 5 | 1.355 | 0.026736 | Modelled Flow Data Used & Depth Available | 98.1095 | 18
3069 | 3330 | 1662227 | 10088848 | 197340 | DSTPF | Takapuna Foreshore Branch Sewer TS6B | Gravity | Pipe | Buried | OP | CONC | RIBLO | 1940-01-01 |  |  | dwg | NI | Transmission | Legacy | 2 |  |  | 4 | 457 | [5 empty] | 65424 | NA |  | 24.37 |  | WSL |  | Te Kawerau a Maki,Ngāti Whātua,Ngāti Maru,Ngāti Whātua o Ōrākei,Ngāti Tamaoho,Ngāti Manuhiri,Te Patukirikiri,Ngāti Whanaunga,Ngāti Tamaterā,Ngāti Pāoa,Ngāi Tai ki Tāmaki,Ngāti Hako,Te Ākitai Waiohua | 3 | 3 | 3 | 2015 | te puna wai | no | 5 | 1 | 1 | CCTV Available (0-10 Years Old) & Soil Type Available | 3.2682 | 3 | 1 | 2 | 3.5 | Property Parcels, Building Outlines | 1 |  | 1.5 | 1.35 | 0.0053599 | Modelled Flow Data Used & Depth Available | 24.3668 | 14
2417 | 2628 | 17395 | 10099237 | 194195 | DSEDB | Edendale Branch | Gravity | Pipe | Buried | OP | CONC | None | 1914-06-30 | 29.22 | 28.92 | dwg | OM | Transmission | Legacy | 2 |  |  | 4 | 2300 | [5 empty] | 74715 | NA |  | 60.61 |  | WSL |  | Waikato,Te Kawerau a Maki,Ngāti Whātua,Ngāti Maru,Ngāti Whātua o Ōrākei,Ngāti Tamaoho,Ngāti Tamaterā,Ngāi Tai ki Tāmaki,Ngāti Hako,Te Ākitai Waiohua | 4.41 | 4 |  |  |  | no | 3 | 3 | 5 | CCTV NOT Available or Over 30 Years Old & Soil Type Available | 3.2679 | 3 | 2 | 5 | 2.5 | Building Outlines | 1 |  | 5 | 1.355 | 0.027383 | Modelled Flow Data Used & Depth Available | 60.6057 | 18
2416 | 2627 | 15387 | 10005252 | 194844 | DSEDB | Edendale Branch | Gravity | Pipe | Tunnelled | OP | CONC | None | 1914-06-30 | 29.42 | 29.22 | dwg | OM | Transmission | Legacy | 2 |  |  | 4 | 2300 | [5 empty] | 74716 | NA |  | 38 |  | WSL |  | Waikato,Te Kawerau a Maki,Ngāti Whātua,Ngāti Maru,Ngāti Whātua o Ōrākei,Ngāti Tamaoho,Ngāti Tamaterā,Ngāi Tai ki Tāmaki,Ngāti Hako,Te Ākitai Waiohua | 3.81 | 4 | 3 | 2017 | CCTV Footage Review Log South_Latest.xls | no | 3 | 3 | 5 | CCTV Available (0-10 Years Old) & Soil Type Available | 3.2679 | 3 | 2 | 5 | 2.5 | Property Parcels, Building Outlines | 1 |  | 5 | 1.355 | 0.027383 | Modelled Flow Data Used & Depth Available | 37.9963 | 18
1160 | 1228 | 15388 | 10005251 | 194337 | DSEDB | Edendale Branch | Gravity | Pipe | Buried | OP | CONC | None | 1914-06-30 | 29.91 | 29.42 | dwg | OM | Transmission | Legacy | 2 |  |  | 4 | 2300 | [5 empty] | 74717 | NA |  | 100.06 |  | WSL |  | Waikato,Te Kawerau a Maki,Ngāti Whātua,Ngāti Maru,Ngāti Whātua o Ōrākei,Ngāti Tamaoho,Ngāti Tamaterā,Ngāi Tai ki Tāmaki,Ngāti Hako,Te Ākitai Waiohua | 3.81 | 4 | 3 | 2017 | CCTV Footage Review Log South_Latest.xls | no | 3 | 3 | 5 | CCTV Available (0-10 Years Old) & Soil Type Available | 3.2679 | 3 | 2 | 5 | 2.5 | Property Parcels, Public Park & Sports Area | 1 |  | 5 | 1.355 | 0.027386 | Modelled Flow Data Used & Depth Available | 100.0585 | 18
1159 | 1227 | 15386 | 10005249 | 194171 | DSEDB | Edendale Branch | Gravity | Pipe | Tunnelled | OP | CONC | None | 1914-06-30 | 28.83 | 27.95 | dwg | OM | Transmission | Legacy | 2 |  |  | 4 | 2300 | [5 empty] | 74713 | NA |  | 174.47 |  | WSL |  | Waikato,Te Kawerau a Maki,Ngāti Whātua,Ngāti Maru,Ngāti Whātua o Ōrākei,Ngāti Tamaoho,Ngāti Tamaterā,Ngāi Tai ki Tāmaki,Ngāti Hako,Te Ākitai Waiohua | 3.81 | 4 | 3 | 2017 | CCTV Footage Review Log South_Latest.xls | no | 3 | 3 | 5 | CCTV Available (0-10 Years Old) & Soil Type Available | 3.2678 | 3 | 2 | 5 | 2.5 | Property Parcels, Building Outlines, Public Park & Sports Area | 1 | Significant Ecological Area - SEA_T_6215, Aquifer - Western Springs Volcanic Aquifer | 5 | 1.355 | 0.027663 | Modelled Flow Data Used & Depth Available | 174.4749 | 18
1158 | 1226 | 15385 | 10005248 | 194843 | DSEDB | Edendale Branch | Gravity | Pipe | Buried | OP | CONC | None | 1914-06-30 | 27.95 | 27.3 | dwg | OM | Transmission | Legacy | 2 |  |  | 4 | 2300 | [5 empty] | 74712 | NA |  | 99.8 |  | WSL |  | Waikato,Te Kawerau a Maki,Ngāti Whātua,Ngāti Maru,Ngāti Whātua o Ōrākei,Ngāti Tamaoho,Ngāti Tamaterā,Ngāi Tai ki Tāmaki,Ngāti Hako,Te Ākitai Waiohua | 3.47 | 3 | 3 | 2017 | CCTV Footage Review Log South_Latest.xls | no | 1 | 1 | 5 | CCTV Available (0-10 Years Old) & Soil Type Available | 3.2675 | 3 | 2 | 5 | 2.5 | Property Parcels, Building Outlines | 1 | Aquifer - Western Springs Volcanic Aquifer | 5 | 1.355 | 0.028103 | Modelled Flow Data Used & Depth Available | 99.8046 | 14
2418 | 2629 | 15898 | 10005247 | 194336 | DSEDB | Edendale Branch | Gravity | Pipe | Buried | OP | CONC | None | 1914-06-30 | 27.3 | 27.19 | dwg | OM | Transmission | Legacy | 2 |  |  | 4 | 2300 | [5 empty] | 74711 | NA |  | 17 |  | WSL |  | Waikato,Te Kawerau a Maki,Ngāti Whātua,Ngāti Maru,Ngāti Whātua o Ōrākei,Ngāti Tamaoho,Ngāti Tamaterā,Ngāi Tai ki Tāmaki,Ngāti Hako,Te Ākitai Waiohua | 3.47 | 3 | 3 | 2017 | CCTV Footage Review Log South_Latest.xls | no | 1 | 1 | 5 | CCTV Available (0-10 Years Old) & Soil Type Available | 3.2674 | 3 | 2 | 5 | 2.5 | Property Parcels, Building Outlines | 1 | Aquifer - Western Springs Volcanic Aquifer | 5 | 1.355 | 0.028386 | Modelled Flow Data Used & Depth Available | 16.9955 | 14
4107 | 4389 | 931257 | 10089874 | 194031 | DSBYS | Bayswater Branch Sewer TS2A | Gravity | Pipe | Buried | OP | CONC | None | 1957-01-01 |  |  | dwg | NI | Transmission | Legacy | 2 |  |  | 4 | 550 | [5 empty] | 64374 | NA |  | 70.15 |  | WSL |  | Te Kawerau a Maki,Ngāti Whātua,Ngāti Maru,Ngāti Whātua o Ōrākei,Ngāti Tamaoho,Te Patukirikiri,Ngāti Whanaunga,Ngāti Tamaterā,Ngāti Pāoa,Ngāi Tai ki Tāmaki,Ngāti Hako,Te Ākitai Waiohua | 2.41 | 2 |  |  |  | no | 1 | 1 | 3 | CCTV NOT Available or Over 30 Years Old & Soil Type Available | 3.2672 | 3 | 1 | 2 | 3.5 | Property Parcels, Building Outlines | 1 |  | 1.5 | 1.35 | 0.0061256 | Modelled Flow Data Used & Depth Available | 70.149 | 8
3735 | 4010 | 915595 | 10089880 | 194272 | DSBYS | Bayswater Branch Sewer TS2A | Gravity | Pipe | Buried | OP | CONC | None | 1950-01-01 |  |  | dwg | NI | Transmission | Legacy | 2 |  |  | 4 | 457 | [5 empty] | 64380 | NA |  | 50.75 |  | WSL |  | Te Kawerau a Maki,Ngāti Whātua,Ngāti Maru,Ngāti Whātua o Ōrākei,Ngāti Tamaoho,Te Patukirikiri,Ngāti Whanaunga,Ngāti Tamaterā,Ngāti Pāoa,Ngāi Tai ki Tāmaki,Ngāti Hako,Te Ākitai Waiohua | 2.41 | 2 |  |  |  | no | 1 | 1 | 3 | CCTV NOT Available or Over 30 Years Old & Soil Type Available | 3.2672 | 3 | 1 | 2 | 3.5 | Property Parcels, Building Outlines | 1 |  | 1.5 | 1.35 | 0.0061256 | Modelled Flow Data Used & Depth Available | 50.7471 | 8
3583 | 3856 | 931270 | 10089887 | 194399 | DSBYS | Bayswater Branch Sewer TS2A | Gravity | Pipe | Buried | OP | CONC | None | 1950-01-01 |  |  | dwg | NI | Transmission | Legacy | 2 |  |  | 4 | 457 | [5 empty] | 64387 | NA |  | 50.25 |  | WSL |  | Te Kawerau a Maki,Ngāti Whātua,Ngāti Maru,Ngāti Whātua o Ōrākei,Ngāti Tamaoho,Te Patukirikiri,Ngāti Whanaunga,Ngāti Tamaterā,Ngāti Pāoa,Ngāi Tai ki Tāmaki,Ngāti Hako,Te Ākitai Waiohua | 2.41 | 2 |  |  |  | no | 1 | 1 | 3 | CCTV NOT Available or Over 30 Years Old & Soil Type Available | 3.2672 | 3 | 1 | 2 | 3.5 | Property Parcels, Building Outlines | 1 |  | 1.5 | 1.35 | 0.0061256 | Modelled Flow Data Used & Depth Available | 50.255 | 8
4101 | 4382 | 933494 | 10089878 | 194032 | DSBYS | Bayswater Branch Sewer TS2A | Gravity | Pipe | Buried | OP | CONC | None | 1957-01-01 |  |  | dwg | NI | Transmission | Legacy | 2 |  |  | 4 | 525 | [5 empty] | 64378 | NA |  | 40.02 |  | WSL |  | Te Kawerau a Maki,Ngāti Whātua,Ngāti Maru,Ngāti Whātua o Ōrākei,Ngāti Tamaoho,Te Patukirikiri,Ngāti Whanaunga,Ngāti Tamaterā,Ngāti Pāoa,Ngāi Tai ki Tāmaki,Ngāti Hako,Te Ākitai Waiohua | 2.41 | 2 |  |  |  | no | 1 | 1 | 3 | CCTV NOT Available or Over 30 Years Old & Soil Type Available | 3.2672 | 3 | 1 | 2 | 3.5 | Property Parcels, Building Outlines | 1 |  | 1.5 | 1.35 | 0.0061256 | Modelled Flow Data Used & Depth Available | 40.0243 | 8
4266 | 4551 | 933493 | 10089886 | 194040 | DSBYS | Bayswater Branch Sewer TS2A | Gravity | Pipe | Buried | OP | CONC | None | 1950-01-01 |  |  | dwg | NI | Transmission | Legacy | 2 |  |  | 4 | 457 | [5 empty] | 64386 | NA |  | 33.87 |  | WSL |  | Te Kawerau a Maki,Ngāti Whātua,Ngāti Maru,Ngāti Whātua o Ōrākei,Ngāti Tamaoho,Te Patukirikiri,Ngāti Whanaunga,Ngāti Tamaterā,Ngāti Pāoa,Ngāi Tai ki Tāmaki,Ngāti Hako,Te Ākitai Waiohua | 2.41 | 2 |  |  |  | no | 1 | 1 | 3 | CCTV NOT Available or Over 30 Years Old & Soil Type Available | 3.2672 | 3 | 1 | 2 | 3.5 | Property Parcels, Building Outlines | 1 |  | 1.5 | 1.35 | 0.0061256 | Modelled Flow Data Used & Depth Available | 33.8679 | 8
3517 | 3790 | 933542 | 10089885 | 194549 | DSBYS | Bayswater Branch Sewer TS2A | Gravity | Pipe | Buried | OP | CONC | None | 1950-01-01 |  |  | dwg | NI | Transmission | Legacy | 2 |  |  | 4 | 457 | [5 empty] | 64385 | NA |  | 28.59 |  | WSL |  | Te Kawerau a Maki,Ngāti Whātua,Ngāti Maru,Ngāti Whātua o Ōrākei,Ngāti Tamaoho,Te Patukirikiri,Ngāti Whanaunga,Ngāti Tamaterā,Ngāti Pāoa,Ngāi Tai ki Tāmaki,Ngāti Hako,Te Ākitai Waiohua | 2.41 | 2 |  |  |  | no | 1 | 1 | 3 | CCTV NOT Available or Over 30 Years Old & Soil Type Available | 3.2672 | 3 | 1 | 2 | 3.5 | Property Parcels, Building Outlines | 1 |  | 1.5 | 1.35 | 0.0061256 | Modelled Flow Data Used & Depth Available | 28.5877 | 8
3483 | 3756 | 933540 | 10089882 | 194039 | DSBYS | Bayswater Branch Sewer TS2A | Gravity | Pipe | Buried | OP | CONC | None | 1950-01-01 |  |  | dwg | NI | Transmission | Legacy | 2 |  |  | 4 | 457 | [5 empty] | 64382 | NA |  | 18.58 |  | WSL |  | Te Kawerau a Maki,Ngāti Whātua,Ngāti Maru,Ngāti Whātua o Ōrākei,Ngāti Tamaoho,Te Patukirikiri,Ngāti Whanaunga,Ngāti Tamaterā,Ngāti Pāoa,Ngāi Tai ki Tāmaki,Ngāti Hako,Te Ākitai Waiohua | 2.41 | 2 |  |  |  | no | 1 | 1 | 3 | CCTV NOT Available or Over 30 Years Old & Soil Type Available | 3.2672 | 3 | 1 | 2 | 3.5 | Property Parcels, Building Outlines | 1 |  | 1.5 | 1.35 | 0.0061256 | Modelled Flow Data Used & Depth Available | 18.5845 | 8
3476 | 3749 | 933535 | 10089876 | 194271 | DSBYS | Bayswater Branch Sewer TS2A | Gravity | Pipe | Buried | OP | CONC | None | 1957-01-01 |  |  | dwg | NI | Transmission | Legacy | 2 |  |  | 4 | 525 | [5 empty] | 64376 | NA |  | 18.52 |  | WSL |  | Te Kawerau a Maki,Ngāti Whātua,Ngāti Maru,Ngāti Whātua o Ōrākei,Ngāti Tamaoho,Te Patukirikiri,Ngāti Whanaunga,Ngāti Tamaterā,Ngāti Pāoa,Ngāi Tai ki Tāmaki,Ngāti Hako,Te Ākitai Waiohua | 2.41 | 2 |  |  |  | no | 1 | 1 | 3 | CCTV NOT Available or Over 30 Years Old & Soil Type Available | 3.2672 | 3 | 1 | 2 | 3.5 | Property Parcels, Building Outlines | 1 |  | 1.5 | 1.35 | 0.0061256 | Modelled Flow Data Used & Depth Available | 18.5166 | 8
3460 | 3733 | 933539 | 10089881 | 194548 | DSBYS | Bayswater Branch Sewer TS2A | Gravity | Pipe | Buried | OP | CONC | None | 1950-01-01 |  |  | dwg | NI | Transmission | Legacy | 2 |  |  | 4 | 457 | [5 empty] | 64381 | NA |  | 13.86 |  | WSL |  | Te Kawerau a Maki,Ngāti Whātua,Ngāti Maru,Ngāti Whātua o Ōrākei,Ngāti Tamaoho,Te Patukirikiri,Ngāti Whanaunga,Ngāti Tamaterā,Ngāti Pāoa,Ngāi Tai ki Tāmaki,Ngāti Hako,Te Ākitai Waiohua | 2.41 | 2 |  |  |  | no | 1 | 1 | 3 | CCTV NOT Available or Over 30 Years Old & Soil Type Available | 3.2672 | 3 | 1 | 2 | 3.5 | Property Parcels, Building Outlines | 1 |  | 1.5 | 1.35 | 0.0061256 | Modelled Flow Data Used & Depth Available | 13.8622 | 8
3469 | 3742 | 933536 | 10089875 | 194396 | DSBYS | Bayswater Branch Sewer TS2A | Gravity | Pipe | Buried | OP | CONC | None | 1957-01-01 |  |  | dwg | NI | Transmission | Legacy | 2 |  |  | 4 | 525 | [5 empty] | 64375 | NA |  | 9.55 |  | WSL |  | Te Kawerau a Maki,Ngāti Whātua,Ngāti Maru,Ngāti Whātua o Ōrākei,Ngāti Tamaoho,Te Patukirikiri,Ngāti Whanaunga,Ngāti Tamaterā,Ngāti Pāoa,Ngāi Tai ki Tāmaki,Ngāti Hako,Te Ākitai Waiohua | 2.41 | 2 |  |  |  | no | 1 | 1 | 3 | CCTV NOT Available or Over 30 Years Old & Soil Type Available | 3.2672 | 3 | 1 | 2 | 3.5 | Property Parcels, Building Outlines | 1 |  | 1.5 | 1.35 | 0.0061256 | Modelled Flow Data Used & Depth Available | 9.5502 | 8
4499 | 4801 | 15244 | 10004521 | 193396 | DSB08 | Branch 8 Mt Albert | Gravity | Pipe | Buried | OP | CONC | None | 1928-06-30 | 40.06 | 39.94 | dwg | OM | Transmission | Legacy | 2 |  |  | 4 | 1600 | [5 empty] | 74244 | NA |  | 54.61 |  | WSL |  | Waikato,Te Kawerau a Maki,Ngāti Whātua,Ngāti Maru,Ngāti Whātua o Ōrākei,Ngāti Tamaoho,Ngāti Tamaterā,Ngāi Tai ki Tāmaki,Ngāti Hako,Te Ākitai Waiohua | 3.31 | 3 | 2 | 2010 | te puna wai | no | 1 | 1 | 5 | CCTV Available (10-20 Years Old) & Soil Type Available | 3.2664 | 3 | 1 | 5 | 2.5 | Property Parcels, Building Outlines | 1 | Aquifer - Western Springs Volcanic Aquifer | 5 | 1.355 | 0.012589 | Modelled Flow Data Used & Depth Available | 54.6117 | 14
3330 | 3597 | 929108 | 10087935 | 194803 | DSHKI | Hauraki Branch Sewer TS3A | Gravity | Pipe | Buried | OP | CONC | None | 1957-01-01 |  |  | dwg | NI | Transmission | Legacy | 2 |  |  | 4 | 525 | [5 empty] | 64848 | NA |  | 185.39 |  | WSL |  | Te Kawerau a Maki,Ngāti Whātua,Ngāti Maru,Ngāti Whātua o Ōrākei,Ngāti Tamaoho,Ngāti Manuhiri,Te Patukirikiri,Ngāti Whanaunga,Ngāti Tamaterā,Ngāti Pāoa,Ngāi Tai ki Tāmaki,Ngāti Hako,Te Ākitai Waiohua | 2.36 | 2 | 2 | 2017 | te puna wai | no | 1 | 3 | 3 | CCTV Available (0-10 Years Old) & Soil Type Available | 3.2662 | 3 | 1 | 2 | 3.5 | Property Parcels, Building Outlines | 1 |  | 1.5 | 1.35 | 0.0068913 | Modelled Flow Data Used & Depth Available | 185.3902 | 8
3729 | 4004 | 918951 | 10087937 | 194957 | DSHKI | Hauraki Branch Sewer TS3A | Gravity | Pipe | Buried | OP | CLS | None | 1950-01-01 |  |  | dwg | NI | Transmission | Legacy | 2 |  |  | 4 | 525 | [5 empty] | 64850 | NA |  | 42.09 |  | WSL |  | Te Kawerau a Maki,Ngāti Whātua,Ngāti Maru,Ngāti Whātua o Ōrākei,Ngāti Tamaoho,Ngāti Manuhiri,Te Patukirikiri,Ngāti Whanaunga,Ngāti Tamaterā,Ngāti Pāoa,Ngāi Tai ki Tāmaki,Ngāti Hako,Te Ākitai Waiohua | 3.6 | 4 | 3 | 2017 | te puna wai | no | 1 | 3 | 5 | CCTV Available (0-10 Years Old) & Soil Type Available | 3.2662 | 3 | 1 | 2 | 3.5 | Property Parcels, Building Outlines | 1 |  | 1.5 | 1.35 | 0.0068913 | Modelled Flow Data Used & Depth Available | 42.0851 | 18
3116 | 3378 | 910089 | 10087936 | 195329 | DSHKI | Hauraki Branch Sewer TS3A | Gravity | Pipe | Buried | OP | CONC | None | 1957-01-01 |  |  | dwg | NI | Transmission | Legacy | 2 |  |  | 4 | 525 | [5 empty] | 64849 | NA |  | 11.42 |  | WSL |  | Te Kawerau a Maki,Ngāti Whātua,Ngāti Maru,Ngāti Whātua o Ōrākei,Ngāti Tamaoho,Ngāti Manuhiri,Te Patukirikiri,Ngāti Whanaunga,Ngāti Tamaterā,Ngāti Pāoa,Ngāi Tai ki Tāmaki,Ngāti Hako,Te Ākitai Waiohua | 2.36 | 2 | 2 | 2017 | te puna wai | no | 1 | 3 | 3 | CCTV Available (0-10 Years Old) & Soil Type Available | 3.2662 | 3 | 1 | 2 | 3.5 | Property Parcels, Building Outlines | 1 |  | 1.5 | 1.35 | 0.0068913 | Modelled Flow Data Used & Depth Available | 11.4156 | 8
1452 | 1551 | 16891 | 10006419 | 195494 | DSMAS | Massey Branch | Gravity | Pipe | Buried | OP | CONC | None | 1965-06-30 |  | 1.47 | dwg | WI | Transmission | Legacy | 2 |  |  | 4 | 450 | [5 empty] | 75772 | NA |  | 126.64 |  | WSL |  | Te Kawerau a Maki,Ngāti Whātua,Ngāti Whātua o Ōrākei,Ngāti Tamaoho,Ngāti Tamaterā,Te Ākitai Waiohua | 2 | 2 | 2 | 2009 | te puna wai | yes | 1 | 1 | 2 | CCTV Available (10-20 Years Old) & Soil Type Available | 3.2655 | 3 | 2 | 2 | 3.5 | Property Parcels, Building Outlines | 1 |  | 1.5 | 1.35 | 0.018168 | Modelled Flow Data Used & Depth Available | 126.636 | 8
755 | 793 | 15662 | 10005245 | 194164 | DSEDB | Edendale Branch | Gravity | Pipe | Buried | OP | CONC | None | 1914-06-30 | 26.62 | 26.42 | dwg | OM | Transmission | Legacy | 2 |  |  | 4 | 2550 | [5 empty] | 74709 | NA |  | 71.24 |  | WSL |  | Waikato,Te Kawerau a Maki,Ngāti Whātua,Ngāti Maru,Ngāti Whātua o Ōrākei,Ngāti Tamaoho,Ngāti Tamaterā,Ngāi Tai ki Tāmaki,Ngāti Hako,Te Ākitai Waiohua | 3.47 | 3 | 3 | 2017 | CCTV Footage Review Log South_Latest.xls | no | 1 | 1 | 5 | CCTV Available (0-10 Years Old) & Soil Type Available | 3.2653 | 3 | 2 | 5 | 2.5 | Property Parcels | 1 | Aquifer - Western Springs Volcanic Aquifer | 5 | 1.355 | 0.032241 | Modelled Flow Data Used & Depth Available | 71.244 | 14
3296 | 3562 | 916106 | 10088846 | 197737 | DSTPF | Takapuna Foreshore Branch Sewer TS6B | Gravity | Pipe | Buried | OP | CONC | RIBLO | 1962-01-01 |  |  | dwg | NI | Transmission | Legacy | 2 |  |  | 4 | 457 | [5 empty] | 65422 | NA |  | 78.07 |  | WSL |  | Te Kawerau a Maki,Ngāti Whātua,Ngāti Maru,Ngāti Whātua o Ōrākei,Ngāti Tamaoho,Ngāti Manuhiri,Te Patukirikiri,Ngāti Whanaunga,Ngāti Tamaterā,Ngāti Pāoa,Ngāi Tai ki Tāmaki,Ngāti Hako,Te Ākitai Waiohua | 3 | 3 | 3 | 2015 | te puna wai | no | 5 | 1 | 1 | CCTV Available (0-10 Years Old) & Soil Type Available | 3.2652 | 3 | 1 | 2 | 3.5 | Property Parcels, Building Outlines | 1 |  | 1.5 | 1.35 | 0.007657 | Modelled Flow Data Used & Depth Available | 78.0686 | 14
3182 | 3446 | 917252 | 10088843 | 197196 | DSTPF | Takapuna Foreshore Branch Sewer TS6B | Gravity | Pipe | Buried | OP | CONC | RIBLO | 1940-01-01 |  |  | dwg | NI | Transmission | Legacy | 2 |  |  | 4 | 550 | [5 empty] | 65419 | NA |  | 65.42 |  | WSL |  | Te Kawerau a Maki,Ngāti Whātua,Ngāti Maru,Ngāti Whātua o Ōrākei,Ngāti Tamaoho,Ngāti Manuhiri,Te Patukirikiri,Ngāti Whanaunga,Ngāti Tamaterā,Ngāti Pāoa,Ngāi Tai ki Tāmaki,Ngāti Hako,Te Ākitai Waiohua | 3 | 3 | 3 | 2015 | te puna wai | no | 5 | 1 | 1 | CCTV Available (0-10 Years Old) & Soil Type Available | 3.2652 | 3 | 1 | 2 | 3.5 | Property Parcels, Building Outlines | 1 |  | 1.5 | 1.35 | 0.007657 | Modelled Flow Data Used & Depth Available | 65.4187 | 14
1156 | 1224 | 15382 | 10005278 | 316151 | DSEDB | Edendale Branch | Gravity | Pipe | Buried | OP | CONC | None | 1914-06-30 | 48.14 | 47.67 | dwg | OM | Transmission | Legacy | 2 |  |  | 4 | 1500 | [5 empty] | 74743 | NA |  | 108.67 |  | WSL |  | Waikato,Te Kawerau a Maki,Ngāti Whātua,Ngāti Maru,Ngāti Whātua o Ōrākei,Ngāti Tamaoho,Ngāti Tamaterā,Ngāi Tai ki Tāmaki,Ngāti Hako,Te Ākitai Waiohua | 3.47 | 3 | 3 | 2017 | CCTV Footage Review Log South_Latest.xls | no | 1 | 1 | 5 | CCTV Available (0-10 Years Old) & Soil Type Available | 3.2634 | 3 | 1 | 5 | 2.5 | Property Parcels, Building Outlines | 1 | Aquifer - Western Springs Volcanic Aquifer | 5 | 1.355 | 0.014896 | Modelled Flow Data Used & Depth Available | 108.6725 | 14
1167 | 1235 | 15401 | 10005277 | 194184 | DSEDB | Edendale Branch | Gravity | Pipe | Buried | OP | CONC | None | 1914-06-30 | 47.67 | 47.19 | dwg | OM | Transmission | Legacy | 2 |  |  | 4 | 1500 | [5 empty] | 74742 | NA |  | 107.07 |  | WSL |  | Waikato,Te Kawerau a Maki,Ngāti Whātua,Ngāti Maru,Ngāti Whātua o Ōrākei,Ngāti Tamaoho,Ngāti Tamaterā,Ngāi Tai ki Tāmaki,Ngāti Hako,Te Ākitai Waiohua | 3.47 | 3 | 3 | 2017 | CCTV Footage Review Log South_Latest.xls | no | 1 | 1 | 5 | CCTV Available (0-10 Years Old) & Soil Type Available | 3.2633 | 3 | 1 | 5 | 2.5 | Property Parcels, Building Outlines | 1 | Aquifer - Western Springs Volcanic Aquifer | 5 | 1.355 | 0.014996 | Modelled Flow Data Used & Depth Available | 107.0709 | 14
2402 | 2613 | 15627 | 10005275 | 194343 | DSEDB | Edendale Branch | Gravity | Pipe | Buried | OP | CONC | None | 1914-06-30 | 46.88 | 46.61 | dwg | OM | Transmission | Legacy | 2 |  |  | 4 | 1500 | [5 empty] | 74740 | NA |  | 60.48 |  | WSL |  | Waikato,Te Kawerau a Maki,Ngāti Whātua,Ngāti Maru,Ngāti Whātua o Ōrākei,Ngāti Tamaoho,Ngāti Tamaterā,Ngāi Tai ki Tāmaki,Ngāti Hako,Te Ākitai Waiohua | 3.47 | 3 | 3 | 2017 | CCTV Footage Review Log South_Latest.xls | no | 1 | 1 | 5 | CCTV Available (0-10 Years Old) & Soil Type Available | 3.2632 | 3 | 1 | 5 | 2.5 | Property Parcels, Building Outlines | 1 | Aquifer - Western Springs Volcanic Aquifer | 5 | 1.355 | 0.015064 | Modelled Flow Data Used & Depth Available | 60.4765 | 14
2401 | 2612 | 15626 | 10005276 | 194850 | DSEDB | Edendale Branch | Gravity | Pipe | Buried | OP | CONC | None | 1914-06-30 | 47.19 | 46.88 | dwg | OM | Transmission | Legacy | 2 |  |  | 4 | 1500 | [5 empty] | 74741 | NA |  | 70.07 |  | WSL |  | Waikato,Te Kawerau a Maki,Ngāti Whātua,Ngāti Maru,Ngāti Whātua o Ōrākei,Ngāti Tamaoho,Ngāti Tamaterā,Ngāi Tai ki Tāmaki,Ngāti Hako,Te Ākitai Waiohua | 3.47 | 3 | 3 | 2017 | CCTV Footage Review Log South_Latest.xls | no | 1 | 1 | 5 | CCTV Available (0-10 Years Old) & Soil Type Available | 3.2632 | 3 | 1 | 5 | 2.5 | Property Parcels | 1 | Aquifer - Western Springs Volcanic Aquifer | 5 | 1.355 | 0.015067 | Modelled Flow Data Used & Depth Available | 70.0671 | 14
1466 | 1566 | 15725 | 10006301 | 195623 | DSMAH | Mahia Branch | Gravity | Pipe | Buried | OP | CONC | None | 1971-06-30 | 5.9 | 5.64 | dwg | SI | Transmission | Legacy | 2 |  |  | 4 | 1200 | [5 empty] | 75696 | NA |  | 121.9 |  | WSL |  | Waikato,Ngāti Maru,Ngāti Tamaoho,Ngāti Whanaunga,Ngāti Tamaterā,Ngāti Pāoa,Ngāi Tai ki Tāmaki,Ngāti Hako,Te Ākitai Waiohua | 2 | 2 | 2 | 2016 | te puna wai | no | 1 | 3 | 2 | CCTV Available (0-10 Years Old) & Soil Type Available | 3.2631 | 3 | 1 | 5 | 2.5 | Property Parcels | 1 |  | 5 | 1.355 | 0.015118 | Modelled Flow Data Used & Depth Available | 121.9048 | 8
1162 | 1230 | 15392 | 10005274 | 194696 | DSEDB | Edendale Branch | Gravity | Pipe | Buried | OP | CONC | None | 1914-06-30 | 46.31 | 45.89 | dwg | OM | Transmission | Legacy | 2 |  |  | 4 | 1800 | [5 empty] | 74739 | NA |  | 62.52 |  | WSL |  | Waikato,Te Kawerau a Maki,Ngāti Whātua,Ngāti Maru,Ngāti Whātua o Ōrākei,Ngāti Tamaoho,Ngāti Tamaterā,Ngāi Tai ki Tāmaki,Ngāti Hako,Te Ākitai Waiohua | 4 | 4 | 4 | 2017 | CCTV Footage Review Log South_Latest.xls | no | 1 | 1 | 5 | CCTV Available (0-10 Years Old) & Soil Type Available | 3.263 | 3 | 1 | 5 | 2.5 | Property Parcels, Building Outlines | 1 | Aquifer - Western Springs Volcanic Aquifer | 5 | 1.355 | 0.015202 | Modelled Flow Data Used & Depth Available | 62.525 | 18
4412 | 4708 | 2738628 | 10105682 | 192987 | DPPKE | Pukekohe Wastewater Pump Station (PS92) | Gravity | Pipe | Buried | OP | CONC | None | 2017-05-12 |  |  | dwg | SI | Transmission | T0001204A | 2 |  |  | 4 | 600 | [5 empty] | 72415 | NA |  | 33.5 |  | WSL |  | Waikato,Ngāti Maru,Ngāti Tamaoho,Ngāi Tai ki Tāmaki,Ngāti Hako,Te Ākitai Waiohua | 1.76 | 2 |  |  |  | no | 5 | 1 | 1 | CCTV NOT Available or Over 30 Years Old & Soil Type Available | 3.263 | 3 | 3 | 3 | 2.5 | Property Parcels | 1 | Aquifer - Franklin Volcanic Aquifer | 1.5 | 1.105 | 0.6 | Diameter Used For Flow Approximation & Depth Available | 33.4989 | 8
4504 | 4806 | 4652146 | 10113437 | 198042 | DSSWN | Swanson Branch | Gravity | Pipe | Buried | OP | CONC | None | 2018-12-14 |  |  | dwg | WI | Transmission | T0001477 | 2 |  |  | 4 | 750 | [5 empty] | 171010 | NA |  | 6.97 |  | WSL |  | Te Kawerau a Maki,Ngāti Whātua,Ngāti Whātua o Ōrākei,Ngāti Tamaoho,Ngāti Tamaterā,Te Ākitai Waiohua | 1.76 | 2 |  |  |  | no | 5 | 1 | 1 | CCTV NOT Available or Over 30 Years Old & Soil Type Available | 3.263 | 3 | 3 | 3 | 2.5 | Property Parcels | 1 |  | 1.5 | 1.105 | 0.6 | Diameter Used For Flow Approximation & Depth Available | 6.9723 | 8
4728 | 745485 | 5724206 | 0 | 82770460 | DSMIL | Milldale Branch Sewer | Gravity | Pipe | Buried | OP | CONC | None | 2021-03-21 |  |  | 0.1s | NI | Transmission | 2012755.00 | 2 |  |  |  | 675 | ASBUILT | ASBUILT | ASBUILT | ASBUILT | CONS | 82750933 |  |  | 179.74 | ASBUILT | WSL |  | Te Kawerau a Maki,Ngāti Whātua,Ngāti Maru,Ngāti Whātua o Kaipara,Ngāti Manuhiri,Ngāti Whanaunga,Ngāti Tamaterā,Ngāti Pāoa,Ngāi Tai ki Tāmaki,Ngāti Hako,Te Ākitai Waiohua | 1.59 | 2 |  |  |  | no | 3 | 3 | 1 | CCTV NOT Available or Over 30 Years Old & Soil Type Not Available | 3.263 | 3 | 3 | 3 | 2.5 | Property Parcels | 1 |  | 1.5 | 1.105 | 0.6 | Diameter Used For Flow Approximation & Depth Available | 179.7422 | 8
4711 | 745461 | 5724203 | 0 | 82770457 | DSMIL | Milldale Branch Sewer | Gravity | Pipe | Buried | OP | CONC | None | 2021-03-21 |  |  | 0.1s | NI | Transmission | 2012755.00 | 2 |  |  |  | 675 | ASBUILT | ASBUILT | ASBUILT | ASBUILT | CONS | 82750936 |  |  | 129.62 | ASBUILT | WSL |  | Te Kawerau a Maki,Ngāti Whātua,Ngāti Maru,Ngāti Whātua o Kaipara,Ngāti Manuhiri,Ngāti Whanaunga,Ngāti Tamaterā,Ngāti Pāoa,Ngāi Tai ki Tāmaki,Ngāti Hako,Te Ākitai Waiohua | 1.59 | 2 |  |  |  | no | 3 | 3 | 1 | CCTV NOT Available or Over 30 Years Old & Soil Type Not Available | 3.263 | 3 | 3 | 3 | 2.5 | Property Parcels | 1 |  | 1.5 | 1.105 | 0.6 | Diameter Used For Flow Approximation & Depth Available | 129.6231 | 8
4758 | 745536 | 5724205 | 0 | 82770459 | DSMIL | Milldale Branch Sewer | Gravity | Pipe | Buried | OP | CONC | None | 2021-03-21 |  |  | 0.1s | NI | Transmission | 2012755.00 | 2 |  |  |  | 675 | ASBUILT | ASBUILT | ASBUILT | ASBUILT | CONS | 82750934 |  |  | 120.97 | ASBUILT | WSL |  | Te Kawerau a Maki,Ngāti Whātua,Ngāti Maru,Ngāti Whātua o Kaipara,Ngāti Manuhiri,Ngāti Whanaunga,Ngāti Tamaterā,Ngāti Pāoa,Ngāi Tai ki Tāmaki,Ngāti Hako,Te Ākitai Waiohua | 1.59 | 2 |  |  |  | no | 3 | 3 | 1 | CCTV NOT Available or Over 30 Years Old & Soil Type Not Available | 3.263 | 3 | 3 | 3 | 2.5 | Property Parcels | 1 |  | 1.5 | 1.105 | 0.6 | Diameter Used For Flow Approximation & Depth Available | 120.9659 | 8
2858 | 3111 | 1673261 | 10080546 | 196068 | DSMND | Manurewa Branch Diversion | Gravity | Pipe | Buried | OP | CONC | None | 2013-07-05 |  | 1.15 | 0.1s | SI | Transmission | T0000419 | 2 |  |  | 4 | 675 | [5 empty] | 75863 | NA |  | 120.5 |  | WSL |  | Waikato,Ngāti Maru,Ngāti Tamaoho,Ngāti Whanaunga,Ngāti Tamaterā,Ngāti Pāoa,Ngāi Tai ki Tāmaki,Ngāti Hako,Te Ākitai Waiohua | 1.59 | 2 |  |  |  | no | 3 | 3 | 1 | CCTV NOT Available or Over 30 Years Old & Soil Type Available | 3.263 | 3 | 3 | 3 | 2.5 | Property Parcels | 1 |  | 1.5 | 1.105 | 0.6 | Diameter Used For Flow Approximation & Depth Available | 120.5 | 8
4751 | 745524 | 5724207 | 0 | 82770461 | DSMIL | Milldale Branch Sewer | Gravity | Pipe | Buried | OP | CONC | None | 2021-03-21 |  |  | 0.1s | NI | Transmission | 2012755.00 | 2 |  |  |  | 675 | ASBUILT | ASBUILT | ASBUILT | ASBUILT | CONS | 82750931 |  |  | 111.95 | ASBUILT | WSL |  | Te Kawerau a Maki,Ngāti Whātua,Ngāti Maru,Ngāti Whātua o Kaipara,Ngāti Manuhiri,Ngāti Whanaunga,Ngāti Tamaterā,Ngāti Pāoa,Ngāi Tai ki Tāmaki,Ngāti Hako,Te Ākitai Waiohua | 1.59 | 2 |  |  |  | no | 3 | 3 | 1 | CCTV NOT Available or Over 30 Years Old & Soil Type Not Available | 3.263 | 3 | 3 | 3 | 2.5 | Property Parcels | 1 |  | 1.5 | 1.105 | 0.6 | Diameter Used For Flow Approximation & Depth Available | 111.9524 | 8
4742 | 745505 | 5724204 | 0 | 82770458 | DSMIL | Milldale Branch Sewer | Gravity | Pipe | Buried | OP | CONC | None | 2021-03-21 |  |  | 0.1s | NI | Transmission | 2012755.00 | 2 |  |  |  | 675 | ASBUILT | ASBUILT | ASBUILT | ASBUILT | CONS | 82750935 |  |  | 96.67 | ASBUILT | WSL |  | Te Kawerau a Maki,Ngāti Whātua,Ngāti Maru,Ngāti Whātua o Kaipara,Ngāti Manuhiri,Ngāti Whanaunga,Ngāti Tamaterā,Ngāti Pāoa,Ngāi Tai ki Tāmaki,Ngāti Hako,Te Ākitai Waiohua | 1.59 | 2 |  |  |  | no | 3 | 3 | 1 | CCTV NOT Available or Over 30 Years Old & Soil Type Not Available | 3.263 | 3 | 3 | 3 | 2.5 | Property Parcels | 1 |  | 1.5 | 1.105 | 0.6 | Diameter Used For Flow Approximation & Depth Available | 96.6671 | 8
4750 | 745523 | 5724202 | 0 | 82770456 | DSMIL | Milldale Branch Sewer | Gravity | Pipe | Buried | OP | CONC | None | 2021-03-21 |  |  | 0.1s | NI | Transmission | 2012755.00 | 2 |  |  |  | 675 | ASBUILT | ASBUILT | ASBUILT | ASBUILT | CONS | 82750937 |  |  | 71.13 | ASBUILT | WSL |  | Te Kawerau a Maki,Ngāti Whātua,Ngāti Maru,Ngāti Whātua o Kaipara,Ngāti Manuhiri,Ngāti Whanaunga,Ngāti Tamaterā,Ngāti Pāoa,Ngāi Tai ki Tāmaki,Ngāti Hako,Te Ākitai Waiohua | 1.59 | 2 |  |  |  | no | 3 | 3 | 1 | CCTV NOT Available or Over 30 Years Old & Soil Type Not Available | 3.263 | 3 | 3 | 3 | 2.5 | Property Parcels | 1 |  | 1.5 | 1.105 | 0.6 | Diameter Used For Flow Approximation & Depth Available | 71.1319 | 8
4712 | 745462 | 5724201 | 0 | 82770455 | DSMIL | Milldale Branch Sewer | Gravity | Pipe | Buried | OP | CONC | None | 2021-03-21 |  |  | 0.1s | NI | Transmission | 2012755.00 | 2 |  |  |  | 675 | ASBUILT | ASBUILT | ASBUILT | ASBUILT | CONS | 82750938 |  |  | 51.95 | ASBUILT | WSL |  | Te Kawerau a Maki,Ngāti Whātua,Ngāti Maru,Ngāti Whātua o Kaipara,Ngāti Manuhiri,Ngāti Whanaunga,Ngāti Tamaterā,Ngāti Pāoa,Ngāi Tai ki Tāmaki,Ngāti Hako,Te Ākitai Waiohua | 1.59 | 2 |  |  |  | no | 3 | 3 | 1 | CCTV NOT Available or Over 30 Years Old & Soil Type Not Available | 3.263 | 3 | 3 | 3 | 2.5 | Property Parcels | 1 |  | 1.5 | 1.105 | 0.6 | Diameter Used For Flow Approximation & Depth Available | 51.9503 | 8
4557 | 5101 | 4650259 | 10113484 | 172807 | DTARB | Army Bay Treatment Plant | Outfall | Pipe | Buried | OP | CLS | None | 2019-02-21 |  | 21 | 0.1s | NI | Transmission | T0001482 | 4 |  |  | 4 | 760 | [6 empty] | NA |  | 19.06 |  | WSL |  | Te Kawerau a Maki,Ngāti Whātua,Ngāti Maru,Ngāti Tamaoho,Ngāti Manuhiri,Te Patukirikiri,Ngāti Whanaunga,Ngāti Tamaterā,Ngāti Pāoa,Ngāi Tai ki Tāmaki,Ngāti Hako,Te Ākitai Waiohua | 1.59 | 2 |  |  |  | no | 3 | 3 | 1 | CCTV NOT Available or Over 30 Years Old & Soil Type Not Available | 3.263 | 3 | 3 | 3 | 2.5 | Property Parcels | 1 |  | 1.5 | 1.105 | 0.6 | Diameter Used For Flow Approximation & Depth Available | 19.0598 | 8
2153 | 2355 | 16958 | 10004729 | 193831 | DSB1A | Branch 1A Mission Bay | Gravity | Pipe | Buried | OP | CONC | None | 1959-06-30 |  | 1.06 | dwg | OM | Transmission | Legacy | 2 |  |  | 4 | 750 | [5 empty] | 74360 | NA |  | 18.62 |  | WSL |  | Waikato,Te Kawerau a Maki,Ngāti Whātua,Ngāti Maru,Ngāti Whātua o Ōrākei,Ngāti Tamaoho,Te Patukirikiri,Ngāti Whanaunga,Ngāti Tamaterā,Ngāti Pāoa,Ngāi Tai ki Tāmaki,Ngāti Hako,Te Ākitai Waiohua | 2.57 | 3 | 2 | 2008 | te puna wai | no | 3 | 1 | 3 | CCTV Available (10-20 Years Old) & Soil Type Available | 3.263 | 3 | 3 | 3 | 2.5 | Property Parcels | 1 | Significant Ecological Area - SEA_T_6137 | 1.5 | 1.105 | 0.6 | Diameter Used For Flow Approximation & Depth Available | 18.6236 | 14
4026 | 4304 | 927449 | 10088798 | 197725 | DSTPF | Takapuna Foreshore Branch Sewer TS6B | Gravity | Pipe | Buried | OP | CI | None | 1939-01-01 |  |  | dwg | NI | Transmission | Legacy | 2 |  |  | 4 | 600 | [5 empty] | 65376 | NA |  | 9.41 |  | WSL |  | Te Kawerau a Maki,Ngāti Whātua,Ngāti Maru,Ngāti Whātua o Ōrākei,Ngāti Tamaoho,Ngāti Manuhiri,Te Patukirikiri,Ngāti Whanaunga,Ngāti Tamaterā,Ngāti Pāoa,Ngāi Tai ki Tāmaki,Ngāti Hako,Te Ākitai Waiohua | 3.81 | 4 | 3 | 2015 | te puna wai | no | 3 | 3 | 5 | CCTV Available (0-10 Years Old) & Soil Type Available | 3.263 | 3 | 3 | 3 | 2.5 | Property Parcels, Safe Swim Beach | 1 |  | 1.5 | 1.105 | 0.6 | Diameter Used For Flow Approximation & Depth Available | 9.4102 | 18
2770 | 3013 | 302843 | 10010410 | 197956 | DSB2D | Branch 2 Diversion | Gravity | Pipe | Buried | OP | MS | None | 2010-04-30 |  |  | 0.1s | OM | Transmission | DC11040 | 2 |  |  | 4 | 600 | [5 empty] | 170973 | NA |  | 8.27 |  | WSL |  | Waikato,Ngāti Tamaoho,Te Patukirikiri,Ngāti Tamaterā,Ngāti Pāoa,Ngāi Tai ki Tāmaki | 1.38 | 1 |  |  |  | no | 3 | 1 | 1 | CCTV NOT Available or Over 30 Years Old & Soil Type Available | 3.263 | 3 | 3 | 3 | 2.5 | Property Parcels | 1 |  | 1.5 | 1.105 | 0.6 | Diameter Used For Flow Approximation & Depth Available | 8.2703 | 4
4441 | 4737 | 4522953 | 10105095 | 196257 | DSPKE | Pukekohe Branch Sewer | Gravity | Pipe | Exposed | OP | ELS | None | 2017-08-01 |  |  | 0.1s | SI | Transmission | T0001199 | 2 |  |  | 4 | 600 | [5 empty] | 76884 | NA |  | 5.82 |  | WSL |  |  | 1.59 | 2 |  |  |  | no | 3 | 3 | 1 | CCTV NOT Available or Over 30 Years Old & Soil Type Not Available | 3.263 | 3 | 3 | 3 | 2.5 | Property Parcels | 1 |  | 1.5 | 1.105 | 0.6 | Diameter Used For Flow Approximation & Depth Available | 5.8228 | 8
3323 | 3590 | 924102 | 10089261 | 193254 | DSALW | Albany West Branch Sewer TS25 | Gravity | Pipe | Buried | OP | CONC | None | 1992-07-01 |  |  | dwg | NI | Transmission | Legacy | 2 |  |  | 4 | 724 | [5 empty] | 64062 | NA |  | 58.94 |  | WSL |  | Te Kawerau a Maki,Ngāti Whātua,Ngāti Maru,Ngāti Whātua o Kaipara,Ngāti Whātua o Ōrākei,Ngāti Tamaoho,Ngāti Manuhiri,Ngāti Whanaunga,Ngāti Tamaterā,Ngāti Pāoa,Ngāi Tai ki Tāmaki,Ngāti Hako,Te Ākitai Waiohua | 1.21 | 1 |  |  |  | no | 1 | 3 | 1 | CCTV NOT Available or Over 30 Years Old & Soil Type Available | 3.263 | 3 | 3 | 3 | 2.5 | Property Parcels | 1 |  | 1.5 | 1.105 | 0.6 | Diameter Used For Flow Approximation & Depth Available | 58.9373 | 4
2885 | 3140 | 1673853 | 10080547 | 195370 | DSMND | Manurewa Branch Diversion | Gravity | Pipe | Buried | OP | CONC | None | 2013-07-05 | 3.59 |  | 0.1s | SI | Transmission | T0000419 | 2 |  |  | 4 | 782 | [5 empty] | 75864 | NA |  | 34.26 |  | WSL |  | Waikato,Ngāti Maru,Ngāti Tamaoho,Ngāti Whanaunga,Ngāti Tamaterā,Ngāti Pāoa,Ngāi Tai ki Tāmaki,Ngāti Hako,Te Ākitai Waiohua | 1 | 1 |  |  |  | no | 1 | 1 | 1 | CCTV NOT Available or Over 30 Years Old & Soil Type Available | 3.263 | 3 | 3 | 3 | 2.5 | Property Parcels | 1 |  | 1.5 | 1.105 | 0.6 | Diameter Used For Flow Approximation & Depth Available | 34.2554 | 4
4029 | 4307 | 933583 | 10088073 | 195438 | DSKHK | Kahika Branch Sewer TS11 | Gravity | Pipe | Buried | OP | CONC | None | 1961-01-01 |  |  | dwg | NI | Transmission | Legacy | 2 |  |  | 4 | 635 | [5 empty] | 64950 | NA |  | 6.96 |  | WSL |  | Te Kawerau a Maki,Ngāti Whātua,Ngāti Maru,Ngāti Whātua o Ōrākei,Ngāti Tamaoho,Ngāti Manuhiri,Ngāti Whanaunga,Ngāti Tamaterā,Ngāti Pāoa,Ngāi Tai ki Tāmaki,Ngāti Hako,Te Ākitai Waiohua | 2.24 | 2 | 2 | 2015 | te puna wai | no | 1 | 1 | 3 | CCTV Available (0-10 Years Old) & Soil Type Available | 3.263 | 3 | 3 | 3 | 2.5 | Property Parcels | 1 |  | 1.5 | 1.105 | 0.6 | Diameter Used For Flow Approximation & Depth Available | 6.9582 | 8
4700 | 744620 | 5716024 | 0 | 82724121 | DPBRM | Bremner Wastewater Pump Station (PS90) | Gravity | Pipe | Buried | OP | SS | None | 2020-04-07 | 3.5 |  | 0.1s | SI | Transmission | 2012923.00 | 2 |  |  |  | 600 | ASBUILT | ASBUILT | ASBUILT | ASBUILT | CONS | 82724038 |  |  | 1.87 | ASBUILT | WSL |  | Waikato,Ngāti Maru,Ngāti Tamaoho,Ngāti Tamaterā,Ngāti Pāoa,Ngāi Tai ki Tāmaki,Ngāti Hako,Te Ākitai Waiohua | 1.21 | 1 |  |  |  | no | 1 | 3 | 1 | CCTV NOT Available or Over 30 Years Old & Soil Type Available | 3.263 | 3 | 3 | 3 | 2.5 | Property Parcels | 1 |  | 1.5 | 1.105 | 0.6 | Diameter Used For Flow Approximation & Depth Available | 1.874 | 4
1571 | 1708 | 15610 | 10004291 | 193415 | DSB05 | Branch 5 Herne Bay | Gravity | Pipe | Buried | OP | CONC | None | 1912-06-30 |  | 3.48 | dwg | OM | Transmission | Legacy | 2 |  |  | 4 | 600 | [5 empty] | 74056 | NA |  | 1.23 |  | WSL |  | Te Kawerau a Maki,Ngāti Whātua,Ngāti Maru,Ngāti Whātua o Ōrākei,Ngāti Tamaoho,Te Patukirikiri,Ngāti Tamaterā,Ngāti Pāoa,Ngāi Tai ki Tāmaki,Ngāti Hako,Te Ākitai Waiohua | 3.03 | 3 | 1 | 2013 | te puna wai | no | 1 | 1 | 5 | CCTV Available (10-20 Years Old) & Soil Type Available | 3.263 | 3 | 3 | 3 | 2.5 | Property Parcels | 1 |  | 1.5 | 1.105 | 0.6 | Diameter Used For Flow Approximation & Depth Available | 1.2323 | 14
642 | 669 | 16728 | 10005659 | 194633 | DSGLE | Glen Eden Branch | Gravity | Pipe | Bridged | OP | CLS | None | 1965-06-30 | 29.85 | 29.78 | 1.0g | WI | Transmission | GP07056 | 2 |  |  | 4 | 310 | [5 empty] | 75260 | NA |  | 9.1 |  | WSL |  | Waikato,Te Kawerau a Maki,Ngāti Whātua,Ngāti Whātua o Ōrākei,Ngāti Tamaoho,Ngāti Tamaterā,Te Ākitai Waiohua | 3.59 | 4 | 3 | 2011 | te puna wai | no | 1 | 1 | 5 | CCTV Available (10-20 Years Old) & Soil Type Not Available | 3.2628 | 3 | 1 | 5 | 2.5 | Property Parcels | 1 |  | 5 | 1.355 | 0.015356 | Modelled Flow Data Used & Depth Available | 9.099 | 18
2206 | 2416 | 17466 | 10008913 | 197715 | DSTIT | Titirangi Branch | Gravity | Pipe | Bridged | OP | CONC | None | 1966-06-30 | 25.44 | 25.25 | dwg | WI | Transmission | Legacy | 2 |  |  | 4 | 375 | [5 empty] | 78062 | NA |  | 9.17 |  | WSL |  | Waikato,Te Kawerau a Maki,Ngāti Whātua,Ngāti Whātua o Ōrākei,Ngāti Tamaoho,Ngāti Tamaterā,Te Ākitai Waiohua | 3 | 3 | 3 | 2001 | te puna wai | no | 1 | 1 | 2 | CCTV Available (20-30 Years Old) & Soil Type Not Available | 3.2627 | 3 | 2 | 5 | 2.5 | Property Parcels | 1 | Significant Ecological Area - SEA_T_4641 | 5 | 1.355 | 0.037093 | Modelled Flow Data Used & Depth Available | 9.1735 | 14
3016 | 3277 | 904421 | 10088840 | 197338 | DSTPF | Takapuna Foreshore Branch Sewer TS6B | Gravity | Pipe | Buried | OP | CI | RIBLO | 1940-01-01 |  |  | dwg | NI | Transmission | Legacy | 2 |  |  | 4 | 525 | ASBUILT | ASBUILT | ASBUILT | ASBUILT | CONS | 65416 | NA |  | 75.97 | ASBUILT | WSL |  | Te Kawerau a Maki,Ngāti Whātua,Ngāti Maru,Ngāti Whātua o Ōrākei,Ngāti Tamaoho,Ngāti Manuhiri,Te Patukirikiri,Ngāti Whanaunga,Ngāti Tamaterā,Ngāti Pāoa,Ngāi Tai ki Tāmaki,Ngāti Hako,Te Ākitai Waiohua | 3 | 3 | 3 | 2015 | te puna wai | no | 5 | 1 | 1 | CCTV Available (0-10 Years Old) & Soil Type Available | 3.2623 | 3 | 1 | 2 | 3.5 | Property Parcels, Building Outlines | 1 |  | 1.5 | 1.35 | 0.0099541 | Modelled Flow Data Used & Depth Available | 75.9729 | 14
3461 | 3734 | 928920 | 10088832 | 197336 | DSTPF | Takapuna Foreshore Branch Sewer TS6B | Gravity | Pipe | Buried | OP | CONC | RIBLO | 1940-01-01 |  |  | dwg | NI | Transmission | Legacy | 2 |  |  | 4 | 550 | [5 empty] | 65409 | NA |  | 67.53 |  | WSL |  | Te Kawerau a Maki,Ngāti Whātua,Ngāti Maru,Ngāti Whātua o Ōrākei,Ngāti Tamaoho,Ngāti Manuhiri,Te Patukirikiri,Ngāti Whanaunga,Ngāti Tamaterā,Ngāti Pāoa,Ngāi Tai ki Tāmaki,Ngāti Hako,Te Ākitai Waiohua | 3 | 3 | 3 | 2015 | te puna wai | no | 5 | 1 | 1 | CCTV Available (0-10 Years Old) & Soil Type Available | 3.2623 | 3 | 1 | 2 | 3.5 | Property Parcels, Building Outlines | 1 |  | 1.5 | 1.35 | 0.0099541 | Modelled Flow Data Used & Depth Available | 67.5315 | 14
4158 | 4440 | 931004 | 10088842 | 197736 | DSTPF | Takapuna Foreshore Branch Sewer TS6B | Gravity | Pipe | Buried | OP | CI | RIBLO | 1940-01-01 |  |  | dwg | NI | Transmission | Legacy | 2 |  |  | 4 | 525 | [5 empty] | 65418 | NA |  | 49.2 |  | WSL |  | Te Kawerau a Maki,Ngāti Whātua,Ngāti Maru,Ngāti Whātua o Ōrākei,Ngāti Tamaoho,Ngāti Manuhiri,Te Patukirikiri,Ngāti Whanaunga,Ngāti Tamaterā,Ngāti Pāoa,Ngāi Tai ki Tāmaki,Ngāti Hako,Te Ākitai Waiohua | 3 | 3 | 3 | 2015 | te puna wai | no | 5 | 1 | 1 | CCTV Available (0-10 Years Old) & Soil Type Available | 3.2623 | 3 | 1 | 2 | 3.5 | Property Parcels, Building Outlines | 1 |  | 1.5 | 1.35 | 0.0099541 | Modelled Flow Data Used & Depth Available | 49.198 | 14
3199 | 3463 | 917249 | 10088841 | 197595 | DSTPF | Takapuna Foreshore Branch Sewer TS6B | Gravity | Pipe | Buried | OP | CI | RIBLO | 1940-01-01 |  |  | dwg | NI | Transmission | Legacy | 2 |  |  | 4 | 525 | ASBUILT | ASBUILT | ASBUILT | ASBUILT | CONS | 65417 | NA |  | 48.72 | ASBUILT | WSL |  | Te Kawerau a Maki,Ngāti Whātua,Ngāti Maru,Ngāti Whātua o Ōrākei,Ngāti Tamaoho,Ngāti Manuhiri,Te Patukirikiri,Ngāti Whanaunga,Ngāti Tamaterā,Ngāti Pāoa,Ngāi Tai ki Tāmaki,Ngāti Hako,Te Ākitai Waiohua | 4 | 4 | 4 | 2015 | te puna wai | no | 5 | 1 | 1 | CCTV Available (0-10 Years Old) & Soil Type Available | 3.2623 | 3 | 1 | 2 | 3.5 | Property Parcels, Building Outlines | 1 |  | 1.5 | 1.35 | 0.0099541 | Modelled Flow Data Used & Depth Available | 48.7203 | 18
3371 | 3639 | 931385 | 10088839 | 197195 | DSTPF | Takapuna Foreshore Branch Sewer TS6B | Gravity | Pipe | Buried | OP | CONC | RIBLO | 1940-01-01 |  |  | dwg | NI | Transmission | Legacy | 2 |  |  | 4 | 525 | ASBUILT | ASBUILT | ASBUILT | ASBUILT | CONS | 65415 | NA |  | 44.32 | ASBUILT | WSL |  | Te Kawerau a Maki,Ngāti Whātua,Ngāti Maru,Ngāti Whātua o Ōrākei,Ngāti Tamaoho,Ngāti Manuhiri,Te Patukirikiri,Ngāti Whanaunga,Ngāti Tamaterā,Ngāti Pāoa,Ngāi Tai ki Tāmaki,Ngāti Hako,Te Ākitai Waiohua | 3 | 3 | 3 | 2015 | te puna wai | no | 5 | 1 | 1 | CCTV Available (0-10 Years Old) & Soil Type Available | 3.2623 | 3 | 1 | 2 | 3.5 | Property Parcels, Building Outlines | 1 |  | 1.5 | 1.35 | 0.0099541 | Modelled Flow Data Used & Depth Available | 44.3209 | 14
3889 | 4166 | 917240 | 10088836 | 197337 | DSTPF | Takapuna Foreshore Branch Sewer TS6B | Gravity | Pipe | Buried | OP | CONC | RIBLO | 1940-01-01 |  |  | dwg | NI | Transmission | Legacy | 2 |  |  | 4 | 550 | [5 empty] | 65434 | NA |  | 40.37 |  | WSL |  | Te Kawerau a Maki,Ngāti Whātua,Ngāti Maru,Ngāti Whātua o Ōrākei,Ngāti Tamaoho,Ngāti Manuhiri,Te Patukirikiri,Ngāti Whanaunga,Ngāti Tamaterā,Ngāti Pāoa,Ngāi Tai ki Tāmaki,Ngāti Hako,Te Ākitai Waiohua | 3 | 3 | 3 | 2015 | te puna wai | no | 5 | 1 | 1 | CCTV Available (0-10 Years Old) & Soil Type Available | 3.2623 | 3 | 1 | 2 | 3.5 | Property Parcels, Building Outlines | 1 |  | 1.5 | 1.35 | 0.0099541 | Modelled Flow Data Used & Depth Available | 40.3711 | 14
3418 | 3691 | 931384 | 10088838 | 197735 | DSTPF | Takapuna Foreshore Branch Sewer TS6B | Gravity | Pipe | Buried | OP | CONC | RIBLO | 1940-01-01 |  |  | dwg | NI | Transmission | Legacy | 2 |  |  | 4 | 550 | ASBUILT | ASBUILT | ASBUILT | ASBUILT | CONS | 65414 | NA |  | 34.18 | ASBUILT | WSL |  | Te Kawerau a Maki,Ngāti Whātua,Ngāti Maru,Ngāti Whātua o Ōrākei,Ngāti Tamaoho,Ngāti Manuhiri,Te Patukirikiri,Ngāti Whanaunga,Ngāti Tamaterā,Ngāti Pāoa,Ngāi Tai ki Tāmaki,Ngāti Hako,Te Ākitai Waiohua | 3 | 3 | 3 | 2015 | te puna wai | no | 5 | 1 | 1 | CCTV Available (0-10 Years Old) & Soil Type Available | 3.2623 | 3 | 1 | 2 | 3.5 | Property Parcels, Building Outlines | 1 |  | 1.5 | 1.35 | 0.0099541 | Modelled Flow Data Used & Depth Available | 34.1784 | 14
3814 | 4090 | 917242 | 10088835 | 197194 | DSTPF | Takapuna Foreshore Branch Sewer TS6B | Gravity | Pipe | Buried | OP | CONC | RIBLO | 1940-01-01 |  |  | dwg | NI | Transmission | Legacy | 2 |  |  | 4 | 550 | [5 empty] | 65412 | NA |  | 9.32 |  | WSL |  | Te Kawerau a Maki,Ngāti Whātua,Ngāti Maru,Ngāti Whātua o Ōrākei,Ngāti Tamaoho,Ngāti Manuhiri,Te Patukirikiri,Ngāti Whanaunga,Ngāti Tamaterā,Ngāti Pāoa,Ngāi Tai ki Tāmaki,Ngāti Hako,Te Ākitai Waiohua | 3 | 3 | 3 | 2015 | te puna wai | no | 5 | 1 | 1 | CCTV Available (0-10 Years Old) & Soil Type Available | 3.2623 | 3 | 1 | 2 | 3.5 | Property Parcels, Building Outlines | 1 |  | 1.5 | 1.35 | 0.0099541 | Modelled Flow Data Used & Depth Available | 9.3213 | 14
3114 | 3376 | 903893 | 10087933 | 194956 | DSHKI | Hauraki Branch Sewer TS3A | Gravity | Pipe | Buried | OP | CONC | None | 1957-01-01 |  |  | dwg | NI | Transmission | Legacy | 2 |  |  | 4 | 525 | [5 empty] | 64846 | NA |  | 128.52 |  | WSL |  | Te Kawerau a Maki,Ngāti Whātua,Ngāti Maru,Ngāti Whātua o Ōrākei,Ngāti Tamaoho,Ngāti Manuhiri,Te Patukirikiri,Ngāti Whanaunga,Ngāti Tamaterā,Ngāti Pāoa,Ngāi Tai ki Tāmaki,Ngāti Hako,Te Ākitai Waiohua | 3 | 3 | 3 | 2017 | te puna wai | no | 1 | 1 | 3 | CCTV Available (0-10 Years Old) & Soil Type Available | 3.2623 | 3 | 1 | 2 | 3.5 | Property Parcels, Building Outlines | 1 |  | 1.5 | 1.35 | 0.0099541 | Modelled Flow Data Used & Depth Available | 128.5159 | 14
3949 | 4227 | 919185 | 10087931 | 194802 | DSHKI | Hauraki Branch Sewer TS3A | Gravity | Pipe | Buried | OP | CONC | None | 1957-01-01 |  |  | dwg | NI | Transmission | Legacy | 2 |  |  | 4 | 525 | [5 empty] | 64844 | NA |  | 56.46 |  | WSL |  | Te Kawerau a Maki,Ngāti Whātua,Ngāti Maru,Ngāti Whātua o Ōrākei,Ngāti Tamaoho,Ngāti Manuhiri,Te Patukirikiri,Ngāti Whanaunga,Ngāti Tamaterā,Ngāti Pāoa,Ngāi Tai ki Tāmaki,Ngāti Hako,Te Ākitai Waiohua | 2.24 | 2 | 2 | 2017 | te puna wai | no | 1 | 1 | 3 | CCTV Available (0-10 Years Old) & Soil Type Available | 3.2623 | 3 | 1 | 2 | 3.5 | Property Parcels, Building Outlines | 1 |  | 1.5 | 1.35 | 0.0099541 | Modelled Flow Data Used & Depth Available | 56.4613 | 8
3437 | 3710 | 935183 | 10087888 | 194757 | DSGRC | Greenhithe Central Branch Sewer TS21B | Gravity | Pipe | Buried | OP | CONC | None | 2000-03-01 |  |  | dwg | NI | Transmission | Legacy | 2 |  |  | 4 | 457 | [5 empty] | 64809 | NA |  | 46.14 |  | WSL |  | Te Kawerau a Maki,Ngāti Whātua,Ngāti Maru,Ngāti Whātua o Kaipara,Ngāti Whātua o Ōrākei,Ngāti Tamaoho,Ngāti Manuhiri,Ngāti Whanaunga,Ngāti Tamaterā,Ngāi Tai ki Tāmaki,Ngāti Hako,Te Ākitai Waiohua | 1.21 | 1 |  |  | CCTV app | yes | 1 | 3 | 1 | CCTV NOT Available or Over 30 Years Old & Soil Type Available | 3.2623 | 3 | 1 | 2 | 3.5 | Property Parcels, Building Outlines | 1 |  | 1.5 | 1.35 | 0.0099541 | Modelled Flow Data Used & Depth Available | 46.1446 | 4
2021 | 2208 | 17487 | 10004321 | 193417 | DSB06 | Branch 6 Coxs Creek | Gravity | Pipe | Bridged | OP | CONC | PVC | 1913-06-30 | 6.04 | 6.02 | dwg | OM | Transmission | Legacy | 2 |  |  | 4 | 600 | [5 empty] | 74108 | NA |  | 17.83 |  | WSL |  | Te Kawerau a Maki,Ngāti Whātua,Ngāti Maru,Ngāti Whātua o Ōrākei,Ngāti Tamaoho,Ngāti Tamaterā,Ngāi Tai ki Tāmaki,Ngāti Hako,Te Ākitai Waiohua | 2 | 2 | 2 | 2018 | CCTV Footage Review Log South_Latest.xls | yes | 1 | 1 | 1 | CCTV Available (0-10 Years Old) & Soil Type Not Available | 3.2617 | 3 | 1 | 5 | 2.5 | Property Parcels | 1 |  | 5 | 1.355 | 0.016193 | Modelled Flow Data Used & Depth Available | 17.8263 | 8
3874 | 4151 | 917548 | 10089342 | 193937 | DSBAV | Bayview Branch Sewer TS13 | Gravity | Pipe | Buried | OP | CONC | None | 1972-01-01 |  |  | dwg | NI | Transmission | Legacy | 2 |  |  | 4 | 440 | [5 empty] | 64099 | NA |  | 58.67 |  | WSL |  | Te Kawerau a Maki,Ngāti Whātua,Ngāti Maru,Ngāti Whātua o Ōrākei,Ngāti Tamaoho,Ngāti Manuhiri,Ngāti Whanaunga,Ngāti Tamaterā,Ngāti Pāoa,Ngāi Tai ki Tāmaki,Ngāti Hako,Te Ākitai Waiohua | 2.67 | 3 |  |  | CCTV app | yes | 5 | 3 | 2 | CCTV NOT Available or Over 30 Years Old & Soil Type Available | 3.2574 | 3 | 1 | 2 | 3.5 | Building Outlines | 1 |  | 1.5 | 1.35 | 0.013783 | Modelled Flow Data Used & Depth Available | 58.6725 | 14
3830 | 4107 | 917756 | 10089696 | 194257 | DSBKD | Birkdale Branch Sewer TS14 | Gravity | Pipe | Buried | OP | CONC | None | 1962-01-01 |  |  | dwg | NI | Transmission | Legacy | 2 |  |  | 4 | 440 | [5 empty] | 64284 | NA |  | 55.23 |  | WSL |  | Te Kawerau a Maki,Ngāti Whātua,Ngāti Maru,Ngāti Whātua o Ōrākei,Ngāti Tamaoho,Ngāti Manuhiri,Ngāti Whanaunga,Ngāti Tamaterā,Ngāti Pāoa,Ngāi Tai ki Tāmaki,Ngāti Hako,Te Ākitai Waiohua | 3.17 | 3 |  |  |  | no | 5 | 1 | 3 | CCTV NOT Available or Over 30 Years Old & Soil Type Available | 3.2574 | 3 | 1 | 2 | 3.5 | Property Parcels, Building Outlines | 1 |  | 1.5 | 1.35 | 0.013783 | Modelled Flow Data Used & Depth Available | 55.2284 | 14
4235 | 4520 | 937321 | 10089688 | 194255 | DSBKD | Birkdale Branch Sewer TS14 | Gravity | Pipe | Buried | OP | CONC | None | 1962-01-01 |  |  | dwg | NI | Transmission | Legacy | 2 |  |  | 4 | 440 | [5 empty] | 64276 | NA |  | 115.43 |  | WSL |  | Te Kawerau a Maki,Ngāti Whātua,Ngāti Maru,Ngāti Whātua o Ōrākei,Ngāti Tamaoho,Ngāti Manuhiri,Ngāti Whanaunga,Ngāti Tamaterā,Ngāti Pāoa,Ngāi Tai ki Tāmaki,Ngāti Hako,Te Ākitai Waiohua | 2.41 | 2 |  |  |  | no | 1 | 1 | 3 | CCTV NOT Available or Over 30 Years Old & Soil Type Available | 3.2555 | 3 | 1 | 2 | 3.5 | Property Parcels, Building Outlines | 1 |  | 1.5 | 1.35 | 0.015314 | Modelled Flow Data Used & Depth Available | 115.4314 | 8
4270 | 4555 | 937320 | 10089687 | 194057 | DSBKD | Birkdale Branch Sewer TS14 | Gravity | Pipe | Buried | OP | CONC | None | 1962-01-01 |  |  | dwg | NI | Transmission | Legacy | 2 |  |  | 4 | 440 | [5 empty] | 64275 | NA |  | 77.74 |  | WSL |  | Te Kawerau a Maki,Ngāti Whātua,Ngāti Maru,Ngāti Whātua o Ōrākei,Ngāti Tamaoho,Ngāti Manuhiri,Ngāti Whanaunga,Ngāti Tamaterā,Ngāti Pāoa,Ngāi Tai ki Tāmaki,Ngāti Hako,Te Ākitai Waiohua | 2.41 | 2 |  |  |  | no | 1 | 1 | 3 | CCTV NOT Available or Over 30 Years Old & Soil Type Available | 3.2555 | 3 | 1 | 2 | 3.5 | Property Parcels, Building Outlines | 1 |  | 1.5 | 1.35 | 0.015314 | Modelled Flow Data Used & Depth Available | 77.7437 | 8
3692 | 3967 | 937300 | 10089689 | 193812 | DSBKD | Birkdale Branch Sewer TS14 | Gravity | Pipe | Buried | OP | CONC | None | 1962-01-01 |  |  | dwg | NI | Transmission | Legacy | 2 |  |  | 4 | 440 | [5 empty] | 64277 | NA |  | 63.55 |  | WSL |  | Te Kawerau a Maki,Ngāti Whātua,Ngāti Maru,Ngāti Whātua o Ōrākei,Ngāti Tamaoho,Ngāti Manuhiri,Ngāti Whanaunga,Ngāti Tamaterā,Ngāti Pāoa,Ngāi Tai ki Tāmaki,Ngāti Hako,Te Ākitai Waiohua | 2.41 | 2 |  |  |  | no | 1 | 1 | 3 | CCTV NOT Available or Over 30 Years Old & Soil Type Available | 3.2555 | 3 | 1 | 2 | 3.5 | Property Parcels, Building Outlines | 1 |  | 1.5 | 1.35 | 0.015314 | Modelled Flow Data Used & Depth Available | 63.5508 | 8
3445 | 3718 | 937323 | 10089686 | 194003 | DSBKD | Birkdale Branch Sewer TS14 | Gravity | Pipe | Buried | OP | CONC | None | 1962-01-01 |  |  | dwg | NI | Transmission | Legacy | 2 |  |  | 4 | 440 | [5 empty] | 64274 | NA |  | 21.37 |  | WSL |  | Te Kawerau a Maki,Ngāti Whātua,Ngāti Maru,Ngāti Whātua o Ōrākei,Ngāti Tamaoho,Ngāti Manuhiri,Ngāti Whanaunga,Ngāti Tamaterā,Ngāti Pāoa,Ngāi Tai ki Tāmaki,Ngāti Hako,Te Ākitai Waiohua | 2.41 | 2 |  |  |  | no | 1 | 1 | 3 | CCTV NOT Available or Over 30 Years Old & Soil Type Available | 3.2555 | 3 | 1 | 2 | 3.5 | Property Parcels, Building Outlines | 1 |  | 1.5 | 1.35 | 0.015314 | Modelled Flow Data Used & Depth Available | 21.37 | 8
139 | 145 | 16171 | 10005984 | 194945 | DSHIN | Howick Interceptor | Gravity | Pipe | Buried | OP | CONC | None | 1964-06-30 | 17.58 | 17.52 | dwg | HI | Transmission | Legacy | 1 |  |  | 4 | 600 | [5 empty] | 75461 | NA |  | 11.76 |  | WSL |  | Waikato,Ngāti Maru,Ngāti Tamaoho,Ngāti Whanaunga,Ngāti Tamaterā,Ngāti Pāoa,Ngāi Tai ki Tāmaki,Ngāti Hako,Te Ākitai Waiohua | 3 | 3 | 3 | 2015 | CCTV Footage Review Log South_Latest.xls | no | 5 | 1 | 2 | CCTV Available (0-10 Years Old) & Soil Type Available | 3.254 | 3 | 3 | 3 | 2.5 | Property Parcels | 1 |  | 1 | 1.09 | 0.6 | Diameter Used For Flow Approximation & Depth Available | 11.7615 | 14
4782 | 748566 | 28591 | 10007522 | 196507 | DSPAS | Papakura South Branch | Gravity | Pipe | Buried | OP | CONC | None | 2007-05-21 | 9.36 | 9.34 | appr | SI | Transmission | DC07046 | 2 |  |  | 4 | 675 |  |  |  |  | CONS | 76652 | NA |  | 36.08 |  | WSL |  | Waikato,Ngāti Maru,Ngāti Tamaoho,Ngāti Whanaunga,Ngāti Tamaterā,Ngāti Pāoa,Ngāi Tai ki Tāmaki,Ngāti Hako,Te Ākitai Waiohua | 2 | 2 | 2 | 2018 | te puna wai | no | 1 | 3 | 1 | CCTV Available (0-10 Years Old) & Soil Type Available | 3.254 | 3 | 3 | 3 | 2.5 | Property Parcels | 1 |  | 1 | 1.09 | 0.6 | Diameter Used For Flow Approximation & Depth Available | 36.0787 | 8
3598 | 3871 | 909651 | 10089683 | 194050 | DSBKD | Birkdale Branch Sewer TS14 | Gravity | Pipe | Buried | OP | CONC | None | 1962-01-01 |  |  | dwg | NI | Transmission | Legacy | 2 |  |  | 4 | 440 | [5 empty] | 64271 | NA |  | 127.71 |  | WSL |  | Te Kawerau a Maki,Ngāti Whātua,Ngāti Maru,Ngāti Whātua o Ōrākei,Ngāti Tamaoho,Ngāti Manuhiri,Ngāti Whanaunga,Ngāti Tamaterā,Ngāti Pāoa,Ngāi Tai ki Tāmaki,Ngāti Hako,Te Ākitai Waiohua | 2.41 | 2 |  |  |  | no | 1 | 1 | 3 | CCTV NOT Available or Over 30 Years Old & Soil Type Available | 3.2535 | 3 | 1 | 2 | 3.5 | Property Parcels, Building Outlines | 1 |  | 1.5 | 1.35 | 0.016845 | Modelled Flow Data Used & Depth Available | 127.7104 | 8
3808 | 4084 | 909652 | 10089682 | 193996 | DSBKD | Birkdale Branch Sewer TS14 | Gravity | Pipe | Buried | OP | CONC | None | 1962-01-01 |  |  | dwg | NI | Transmission | Legacy | 2 |  |  | 4 | 440 | [5 empty] | 64270 | NA |  | 102.71 |  | WSL |  | Te Kawerau a Maki,Ngāti Whātua,Ngāti Maru,Ngāti Whātua o Ōrākei,Ngāti Tamaoho,Ngāti Manuhiri,Ngāti Whanaunga,Ngāti Tamaterā,Ngāti Pāoa,Ngāi Tai ki Tāmaki,Ngāti Hako,Te Ākitai Waiohua | 2.41 | 2 |  |  |  | no | 1 | 1 | 3 | CCTV NOT Available or Over 30 Years Old & Soil Type Available | 3.2535 | 3 | 1 | 2 | 3.5 | Property Parcels, Building Outlines | 1 |  | 1.5 | 1.35 | 0.016845 | Modelled Flow Data Used & Depth Available | 102.7061 | 8
2971 | 3230 | 911762 | 10089681 | 193804 | DSBKD | Birkdale Branch Sewer TS14 | Gravity | Pipe | Buried | OP | CONC | None | 1962-01-01 |  |  | dwg | NI | Transmission | Legacy | 2 |  |  | 4 | 440 | [5 empty] | 64269 | NA |  | 91.38 |  | WSL |  | Te Kawerau a Maki,Ngāti Whātua,Ngāti Maru,Ngāti Whātua o Ōrākei,Ngāti Tamaoho,Ngāti Manuhiri,Ngāti Whanaunga,Ngāti Tamaterā,Ngāti Pāoa,Ngāi Tai ki Tāmaki,Ngāti Hako,Te Ākitai Waiohua | 2.41 | 2 |  |  |  | no | 1 | 1 | 3 | CCTV NOT Available or Over 30 Years Old & Soil Type Available | 3.2525 | 3 | 1 | 2 | 3.5 | Property Parcels, Building Outlines | 1 |  | 1.5 | 1.35 | 0.017611 | Modelled Flow Data Used & Depth Available | 91.3845 | 8
4774 | 747287 | 16994 | 10006355 | 195785 | DSMAN | Manurewa Branch | Gravity | Pipe | Buried | OP | CONC | None | 1966-06-30 | 15.54 | 15.28 | dwg | SI | Transmission | Legacy | 2 |  |  | 4 | 450 | [5 empty] | 75740 | NA |  | 86.4 |  | WSL |  | Waikato,Ngāti Maru,Ngāti Tamaoho,Ngāti Whanaunga,Ngāti Tamaterā,Ngāti Pāoa,Ngāi Tai ki Tāmaki,Ngāti Hako,Te Ākitai Waiohua | 3 | 3 | 3 | 2009 | te puna wai | no | 1 | 1 | 2 | CCTV Available (10-20 Years Old) & Soil Type Available | 3.2522 | 3 | 1 | 2 | 3.5 | Property Parcels, Building Outlines | 1 |  | 1 | 1.335 | 0.00023808 | Modelled Flow Data Used & Depth Available | 86.3987 | 14
3755 | 4030 | 916098 | 10088831 | 197193 | DSTPF | Takapuna Foreshore Branch Sewer TS6B | Gravity | Pipe | Buried | OP | CONC | RIBLO | 1940-01-01 |  |  | dwg | NI | Transmission | Legacy | 2 |  |  | 4 | 550 | ASBUILT | ASBUILT | ASBUILT | ASBUILT | CONS | 65408 | NA |  | 32 | ASBUILT | WSL |  | Te Kawerau a Maki,Ngāti Whātua,Ngāti Maru,Ngāti Whātua o Ōrākei,Ngāti Tamaoho,Ngāti Manuhiri,Te Patukirikiri,Ngāti Whanaunga,Ngāti Tamaterā,Ngāti Pāoa,Ngāi Tai ki Tāmaki,Ngāti Hako,Te Ākitai Waiohua | 3 | 3 | 3 | 2015 | te puna wai | no | 5 | 1 | 1 | CCTV Available (0-10 Years Old) & Soil Type Available | 3.2516 | 3 | 1 | 2 | 3.5 | Building Outlines | 1 |  | 1.5 | 1.35 | 0.018377 | Modelled Flow Data Used & Depth Available | 32.0015 | 14
4036 | 4315 | 924626 | 10090044 | 194300 | DSDEV | Devonport Branch Sewer TS1 | Gravity | Pipe | Buried | OP | CONC | None | 1968-01-01 |  |  | dwg | NI | Transmission | Legacy | 2 |  |  | 4 | 550 | [5 empty] | 64484 | NA |  | 378.13 |  | WSL |  | Te Kawerau a Maki,Ngāti Whātua,Ngāti Maru,Ngāti Whātua o Ōrākei,Ngāti Tamaoho,Te Patukirikiri,Ngāti Whanaunga,Ngāti Tamaterā,Ngāti Pāoa,Ngāi Tai ki Tāmaki,Ngāti Hako,Te Ākitai Waiohua | 3 | 3 | 3 | 2016 | te puna wai | yes | 3 | 3 | 2 | CCTV Available (0-10 Years Old) & Soil Type Available | 3.2509 | 3 | 2 | 2 | 3.5 | Property Parcels, Building Outlines | 1 |  | 1.5 | 1.35 | 0.045942 | Modelled Flow Data Used & Depth Available | 378.1343 | 14
3004 | 3265 | 906654 | 10090174 | 194149 | DSECB | East Coast Bays Branch Sewer TS7 | Gravity | Pipe | Buried | OP | CONC | None | 1966-01-01 |  |  | dwg | NI | Transmission | Legacy | 2 |  |  | 4 | 440 | [5 empty] | 64590 | NA |  | 58.99 |  | WSL |  | Te Kawerau a Maki,Ngāti Whātua,Ngāti Maru,Ngāti Whātua o Ōrākei,Ngāti Tamaoho,Ngāti Manuhiri,Te Patukirikiri,Ngāti Whanaunga,Ngāti Tamaterā,Ngāti Pāoa,Ngāi Tai ki Tāmaki,Ngāti Hako,Te Ākitai Waiohua | 3 | 3 | 3 | 2016 | te puna wai | no | 3 | 3 | 2 | CCTV Available (0-10 Years Old) & Soil Type Not Available | 3.2496 | 3 | 1 | 2 | 3.5 | Property Parcels, Building Outlines | 1 |  | 1.5 | 1.35 | 0.019908 | Modelled Flow Data Used & Depth Available | 58.9946 | 14
2993 | 3253 | 908324 | 10089733 | 194372 | DSBLA | Black Rock Branch Sewer TS6A | Gravity | Pipe | Buried | OP | CONC | None | 1961-01-01 |  |  | dwg | NI | Transmission | Legacy | 2 |  |  | 4 | 500 | [5 empty] | 64303 | NA |  | 50.92 |  | WSL |  | Te Kawerau a Maki,Ngāti Whātua,Ngāti Maru,Ngāti Whātua o Ōrākei,Ngāti Tamaoho,Ngāti Manuhiri,Te Patukirikiri,Ngāti Whanaunga,Ngāti Tamaterā,Ngāti Pāoa,Ngāi Tai ki Tāmaki,Ngāti Hako,Te Ākitai Waiohua | 3.17 | 3 |  |  |  | no | 5 | 1 | 3 | CCTV NOT Available or Over 30 Years Old & Soil Type Available | 3.2493 | 3 | 2 | 2 | 3.5 | Property Parcels, Building Outlines | 1 |  | 1.5 | 1.35 | 0.049005 | Modelled Flow Data Used & Depth Available | 50.9169 | 14
4104 | 4386 | 938183 | 10089321 | 193873 | DSBAV | Bayview Branch Sewer TS13 | Gravity | Pipe | Bridged | OP | CLS | None | 1962-01-01 |  |  | dwg | NI | Transmission | Legacy | 2 |  |  | 4 | 457 | [5 empty] | 64078 | NA |  | 143.19 |  | WSL |  | Te Kawerau a Maki,Ngāti Whātua,Ngāti Maru,Ngāti Whātua o Ōrākei,Ngāti Tamaoho,Ngāti Manuhiri,Ngāti Whanaunga,Ngāti Tamaterā,Ngāti Pāoa,Ngāi Tai ki Tāmaki,Ngāti Hako,Te Ākitai Waiohua | 3.82 | 4 |  |  |  | no | 1 | 1 | 5 | CCTV NOT Available or Over 30 Years Old & Soil Type Not Available | 3.2491 | 3 | 1 | 5 | 2.5 | Property Parcels | 1 | Ocean Intercept, Significant Ecological Area - SEA_T_8323 | 5 | 1.355 | 0.026034 | Modelled Flow Data Used & Depth Available | 143.1867 | 18
3038 | 3299 | 908321 | 10089734 | 193825 | DSBLA | Black Rock Branch Sewer TS6A | Gravity | Pipe | Buried | OP | CONC | None | 1961-01-01 |  |  | dwg | NI | Transmission | Legacy | 2 |  |  | 4 | 500 | [5 empty] | 64305 | NA |  | 51.67 |  | WSL |  | Te Kawerau a Maki,Ngāti Whātua,Ngāti Maru,Ngāti Whātua o Ōrākei,Ngāti Tamaoho,Ngāti Manuhiri,Te Patukirikiri,Ngāti Whanaunga,Ngāti Tamaterā,Ngāti Pāoa,Ngāi Tai ki Tāmaki,Ngāti Hako,Te Ākitai Waiohua | 3.17 | 3 |  |  |  | no | 5 | 1 | 3 | CCTV NOT Available or Over 30 Years Old & Soil Type Available | 3.2489 | 3 | 2 | 2 | 3.5 | Property Parcels, Building Outlines | 1 |  | 1.5 | 1.35 | 0.04977 | Modelled Flow Data Used & Depth Available | 51.6721 | 14
1847 | 2018 | 15809 | 10006348 | 195255 | DSMAN | Manurewa Branch | Gravity | Pipe | Buried | OP | CONC | None | 1966-06-30 | 12.95 | 12.88 | dwg | SI | Transmission | Legacy | 2 |  |  | 4 | 450 | [5 empty] | 75733 | NA |  | 44.59 |  | WSL |  | Waikato,Ngāti Maru,Ngāti Tamaoho,Ngāti Whanaunga,Ngāti Tamaterā,Ngāti Pāoa,Ngāi Tai ki Tāmaki,Ngāti Hako,Te Ākitai Waiohua | 2.05 | 2 | 1 | 2013 | te puna wai | yes | 5 | 1 | 2 | CCTV Available (10-20 Years Old) & Soil Type Available | 3.2489 | 3 | 1 | 2 | 3.5 | Property Parcels, Building Outlines | 1 |  | 1 | 1.335 | 0.0029117 | Modelled Flow Data Used & Depth Available | 44.587 | 8
1848 | 2019 | 15810 | 10006349 | 195633 | DSMAN | Manurewa Branch | Gravity | Pipe | Buried | OP | CONC | None | 1966-06-30 | 13.44 | 12.95 | dwg | SI | Transmission | Legacy | 2 |  |  | 4 | 450 | [5 empty] | 75734 | NA |  | 67.27 |  | WSL |  | Waikato,Ngāti Maru,Ngāti Tamaoho,Ngāti Whanaunga,Ngāti Tamaterā,Ngāti Pāoa,Ngāi Tai ki Tāmaki,Ngāti Hako,Te Ākitai Waiohua | 2 | 2 | 2 | 2009 | te puna wai | yes | 1 | 1 | 2 | CCTV Available (10-20 Years Old) & Soil Type Available | 3.2489 | 3 | 1 | 2 | 3.5 | Property Parcels, Building Outlines | 1 |  | 1 | 1.335 | 0.0029117 | Modelled Flow Data Used & Depth Available | 67.2701 | 8
3913 | 4191 | 925275 | 10090173 | 194453 | DSECB | East Coast Bays Branch Sewer TS7 | Gravity | Pipe | Buried | OP | CONC | None | 1966-01-01 |  |  | dwg | NI | Transmission | Legacy | 2 |  |  | 4 | 440 | [5 empty] | 64589 | NA |  | 748.5 |  | WSL |  | Te Kawerau a Maki,Ngāti Whātua,Ngāti Maru,Ngāti Whātua o Ōrākei,Ngāti Tamaoho,Ngāti Manuhiri,Te Patukirikiri,Ngāti Whanaunga,Ngāti Tamaterā,Ngāti Pāoa,Ngāi Tai ki Tāmaki,Ngāti Hako,Te Ākitai Waiohua | 3 | 3 | 3 | 2011 | te puna wai | no | 3 | 3 | 2 | CCTV Available (10-20 Years Old) & Soil Type Not Available | 3.2486 | 3 | 1 | 2 | 3.5 | Property Parcels, Building Outlines | 1 |  | 1.5 | 1.35 | 0.020674 | Modelled Flow Data Used & Depth Available | 748.5032 | 14
4011 | 4289 | 928269 | 10089726 | 193823 | DSBLA | Black Rock Branch Sewer TS6A | Gravity | Pipe | Buried | OP | CONC | None | 1961-01-01 |  |  | dwg | NI | Transmission | Legacy | 2 |  |  | 4 | 500 | [5 empty] | 64296 | NA |  | 60.93 |  | WSL |  | Te Kawerau a Maki,Ngāti Whātua,Ngāti Maru,Ngāti Whātua o Ōrākei,Ngāti Tamaoho,Ngāti Manuhiri,Te Patukirikiri,Ngāti Whanaunga,Ngāti Tamaterā,Ngāti Pāoa,Ngāi Tai ki Tāmaki,Ngāti Hako,Te Ākitai Waiohua | 3.17 | 3 |  |  |  | no | 5 | 1 | 3 | CCTV NOT Available or Over 30 Years Old & Soil Type Available | 3.2485 | 3 | 2 | 2 | 3.5 | Property Parcels, Building Outlines | 1 |  | 1.5 | 1.35 | 0.050536 | Modelled Flow Data Used & Depth Available | 60.9276 | 14
4179 | 4463 | 930497 | 10089729 | 194371 | DSBLA | Black Rock Branch Sewer TS6A | Gravity | Pipe | Buried | OP | CONC | None | 1961-01-01 |  |  | dwg | NI | Transmission | Legacy | 2 |  |  | 4 | 500 | [5 empty] | 64299 | NA |  | 70.61 |  | WSL |  | Te Kawerau a Maki,Ngāti Whātua,Ngāti Maru,Ngāti Whātua o Ōrākei,Ngāti Tamaoho,Ngāti Manuhiri,Te Patukirikiri,Ngāti Whanaunga,Ngāti Tamaterā,Ngāti Pāoa,Ngāi Tai ki Tāmaki,Ngāti Hako,Te Ākitai Waiohua | 3 | 3 |  |  |  | no | 3 | 3 | 3 | CCTV NOT Available or Over 30 Years Old & Soil Type Available | 3.2485 | 3 | 2 | 2 | 3.5 | Property Parcels, Building Outlines | 1 |  | 1.5 | 1.35 | 0.050536 | Modelled Flow Data Used & Depth Available | 70.6128 | 14
3294 | 3560 | 927529 | 10089736 | 194071 | DSBLA | Black Rock Branch Sewer TS6A | Gravity | Pipe | Buried | OP | CONC | None | 1961-01-01 |  |  | dwg | NI | Transmission | Legacy | 2 |  |  | 4 | 500 | [5 empty] | 64307 | NA |  | 60.04 |  | WSL |  | Te Kawerau a Maki,Ngāti Whātua,Ngāti Maru,Ngāti Whātua o Ōrākei,Ngāti Tamaoho,Ngāti Manuhiri,Te Patukirikiri,Ngāti Whanaunga,Ngāti Tamaterā,Ngāti Pāoa,Ngāi Tai ki Tāmaki,Ngāti Hako,Te Ākitai Waiohua | 3 | 3 |  |  |  | no | 3 | 3 | 3 | CCTV NOT Available or Over 30 Years Old & Soil Type Available | 3.2485 | 3 | 2 | 2 | 3.5 | Property Parcels, Building Outlines | 1 |  | 1.5 | 1.35 | 0.050536 | Modelled Flow Data Used & Depth Available | 60.0438 | 14
3926 | 4204 | 927533 | 10089737 | 194373 | DSBLA | Black Rock Branch Sewer TS6A | Gravity | Pipe | Buried | OP | CONC | None | 1961-01-01 |  |  | dwg | NI | Transmission | Legacy | 2 |  |  | 4 | 500 | [5 empty] | 64308 | NA |  | 29.44 |  | WSL |  | Te Kawerau a Maki,Ngāti Whātua,Ngāti Maru,Ngāti Whātua o Ōrākei,Ngāti Tamaoho,Ngāti Manuhiri,Te Patukirikiri,Ngāti Whanaunga,Ngāti Tamaterā,Ngāti Pāoa,Ngāi Tai ki Tāmaki,Ngāti Hako,Te Ākitai Waiohua | 3 | 3 |  |  |  | no | 3 | 3 | 3 | CCTV NOT Available or Over 30 Years Old & Soil Type Available | 3.2481 | 3 | 2 | 2 | 3.5 | Property Parcels, Building Outlines | 1 |  | 1.5 | 1.35 | 0.051302 | Modelled Flow Data Used & Depth Available | 29.4393 | 14
1959 | 2144 | 17198 | 10008681 | 197283 | DSTEA | Te Atatu Branch | Gravity | Pipe | Buried | OP | CONC | None | 1966-06-30 | 14.06 | 13.89 | dwg | WI | Transmission | Legacy | 2 |  |  | 4 | 525 | [5 empty] | 77866 | NA |  | 86.06 |  | WSL |  | Te Kawerau a Maki,Ngāti Whātua,Ngāti Whātua o Ōrākei,Ngāti Tamaoho,Ngāti Tamaterā,Te Ākitai Waiohua | 2 | 2 | 2 | 2015 | CCTV Footage Review Log South_Latest.xls | no | 1 | 3 | 2 | CCTV Available (0-10 Years Old) & Soil Type Available | 3.248 | 3 | 1 | 2 | 3.5 | Property Parcels, Building Outlines | 1 |  | 1 | 1.335 | 0.0035841 | Modelled Flow Data Used & Depth Available | 86.0615 | 8
3266 | 3530 | 917676 | 10088291 | 195937 | DSNCP | Northcote Point Branch Sewer TS8A | Gravity | Pipe | Bridged | OP | CLS | None | 1950-01-01 |  |  | dwg | NI | Transmission | Legacy | 2 |  |  | 4 | 315 | [5 empty] | 65077 | NA |  | 2.7 |  | WSL |  | Te Kawerau a Maki,Ngāti Whātua,Ngāti Maru,Ngāti Whātua o Ōrākei,Ngāti Tamaoho,Te Patukirikiri,Ngāti Tamaterā,Ngāti Pāoa,Ngāi Tai ki Tāmaki,Ngāti Hako,Te Ākitai Waiohua | 3.82 | 4 |  |  |  | no | 1 | 1 | 5 | CCTV NOT Available or Over 30 Years Old & Soil Type Not Available | 3.248 | 3 | 1 | 5 | 3.5 | Property Parcels, Building Outlines | 1 |  | 1.5 | 1.54 | 0.2 | Diameter Used For Flow Approximation & Depth Available | 2.7022 | 18
3877 | 4154 | 917551 | 10089340 | 193691 | DSBAV | Bayview Branch Sewer TS13 | Gravity | Pipe | Buried | OP | CONC | None | 1972-01-01 |  |  | dwg | NI | Transmission | Legacy | 2 |  |  | 4 | 440 | [5 empty] | 64097 | NA |  | 122.5 |  | WSL |  | Te Kawerau a Maki,Ngāti Whātua,Ngāti Maru,Ngāti Whātua o Ōrākei,Ngāti Tamaoho,Ngāti Manuhiri,Ngāti Whanaunga,Ngāti Tamaterā,Ngāti Pāoa,Ngāi Tai ki Tāmaki,Ngāti Hako,Te Ākitai Waiohua | 1.71 | 2 |  |  | CCTV app | yes | 1 | 1 | 2 | CCTV NOT Available or Over 30 Years Old & Soil Type Available | 3.2477 | 3 | 1 | 2 | 3.5 | Property Parcels, Building Outlines | 1 |  | 1.5 | 1.35 | 0.02144 | Modelled Flow Data Used & Depth Available | 122.4995 | 8
3525 | 3798 | 933781 | 10089339 | 194129 | DSBAV | Bayview Branch Sewer TS13 | Gravity | Pipe | Buried | OP | CONC | None | 1972-01-01 |  |  | dwg | NI | Transmission | Legacy | 2 |  |  | 4 | 440 | [5 empty] | 64096 | NA |  | 90.35 |  | WSL |  | Te Kawerau a Maki,Ngāti Whātua,Ngāti Maru,Ngāti Whātua o Ōrākei,Ngāti Tamaoho,Ngāti Manuhiri,Ngāti Whanaunga,Ngāti Tamaterā,Ngāti Pāoa,Ngāi Tai ki Tāmaki,Ngāti Hako,Te Ākitai Waiohua | 1.71 | 2 |  |  | CCTV app | yes | 1 | 1 | 2 | CCTV NOT Available or Over 30 Years Old & Soil Type Available | 3.2477 | 3 | 1 | 2 | 3.5 | Property Parcels, Building Outlines | 1 |  | 1.5 | 1.35 | 0.02144 | Modelled Flow Data Used & Depth Available | 90.3523 | 8
3905 | 4182 | 917550 | 10089341 | 193884 | DSBAV | Bayview Branch Sewer TS13 | Gravity | Pipe | Buried | OP | CONC | None | 1972-01-01 |  |  | dwg | NI | Transmission | Legacy | 2 |  |  | 4 | 440 | [5 empty] | 64098 | NA |  | 56.62 |  | WSL |  | Te Kawerau a Maki,Ngāti Whātua,Ngāti Maru,Ngāti Whātua o Ōrākei,Ngāti Tamaoho,Ngāti Manuhiri,Ngāti Whanaunga,Ngāti Tamaterā,Ngāti Pāoa,Ngāi Tai ki Tāmaki,Ngāti Hako,Te Ākitai Waiohua | 1.71 | 2 |  |  | CCTV app | yes | 1 | 1 | 2 | CCTV NOT Available or Over 30 Years Old & Soil Type Available | 3.2477 | 3 | 1 | 2 | 3.5 | Property Parcels, Building Outlines | 1 |  | 1.5 | 1.35 | 0.02144 | Modelled Flow Data Used & Depth Available | 56.618 | 8
3311 | 3578 | 920142 | 10089738 | 193826 | DSBLA | Black Rock Branch Sewer TS6A | Gravity | Pipe | Buried | OP | CONC | None | 1961-01-01 |  |  | dwg | NI | Transmission | Legacy | 2 |  |  | 4 | 500 | [5 empty] | 64309 | NA |  | 76.59 |  | WSL |  | Te Kawerau a Maki,Ngāti Whātua,Ngāti Maru,Ngāti Whātua o Ōrākei,Ngāti Tamaoho,Ngāti Manuhiri,Te Patukirikiri,Ngāti Whanaunga,Ngāti Tamaterā,Ngāti Pāoa,Ngāi Tai ki Tāmaki,Ngāti Hako,Te Ākitai Waiohua | 3.17 | 3 |  |  |  | no | 5 | 1 | 3 | CCTV NOT Available or Over 30 Years Old & Soil Type Available | 3.2473 | 3 | 2 | 2 | 3.5 | Property Parcels, Building Outlines | 1 |  | 1.5 | 1.35 | 0.052833 | Modelled Flow Data Used & Depth Available | 76.5902 | 14
3717 | 3992 | 916575 | 10088410 | 82593280 | DSNRO | Northboro Branch Sewer TS2 | Gravity | Pipe | Buried | OP | CONC | None | 1965-03-01 |  |  | dwg | NI | Transmission | Legacy | 2 |  |  | 4 | 570 | ASBUILT | ASBUILT | ASBUILT | ASBUILT | CONS | 65164 | NA |  | 271.02 | ASBUILT | WSL |  | Te Kawerau a Maki,Ngāti Whātua,Ngāti Maru,Ngāti Whātua o Ōrākei,Ngāti Tamaoho,Te Patukirikiri,Ngāti Whanaunga,Ngāti Tamaterā,Ngāti Pāoa,Ngāi Tai ki Tāmaki,Ngāti Hako,Te Ākitai Waiohua | 1.71 | 2 |  |  |  | no | 1 | 1 | 2 | CCTV NOT Available or Over 30 Years Old & Soil Type Available | 3.2473 | 3 | 2 | 2 | 3.5 | Property Parcels, Building Outlines | 1 |  | 1.5 | 1.35 | 0.052833 | Modelled Flow Data Used & Depth Available | 271.0192 | 8
1592 | 1733 | 17199 | 10008690 | 197088 | DSTEA | Te Atatu Branch | Gravity | Pipe | Buried | OP | CONC | None | 1966-06-30 | 13.63 | 13.45 | dwg | WI | Transmission | Legacy | 2 |  |  | 4 | 525 | [5 empty] | 77863 | NA |  | 89.31 |  | WSL |  | Te Kawerau a Maki,Ngāti Whātua,Ngāti Whātua o Ōrākei,Ngāti Tamaoho,Ngāti Tamaterā,Te Ākitai Waiohua | 2 | 2 | 2 | 2015 | CCTV Footage Review Log South_Latest.xls | no | 1 | 3 | 2 | CCTV Available (0-10 Years Old) & Soil Type Available | 3.2471 | 3 | 1 | 2 | 3.5 | Property Parcels, Building Outlines | 1 |  | 1 | 1.335 | 0.0043434 | Modelled Flow Data Used & Depth Available | 89.311 | 8
3345 | 3613 | 930370 | 10090313 | 194525 | DSGLF | Glenfield Branch Sewer TS4A | Gravity | Pipe | Buried | OP | CONC | None | 1961-01-01 |  |  | dwg | NI | Transmission | Legacy | 2 |  |  | 4 | 457 | [5 empty] | 64648 | NA |  | 59.87 |  | WSL |  | Te Kawerau a Maki,Ngāti Whātua,Ngāti Maru,Ngāti Whātua o Ōrākei,Ngāti Tamaoho,Ngāti Manuhiri,Te Patukirikiri,Ngāti Whanaunga,Ngāti Tamaterā,Ngāti Pāoa,Ngāi Tai ki Tāmaki,Ngāti Hako,Te Ākitai Waiohua | 2.67 | 3 | 2 | 2016 | te puna wai | no | 5 | 1 | 3 | CCTV Available (0-10 Years Old) & Soil Type Available | 3.2467 | 3 | 1 | 2 | 3.5 | Property Parcels, Building Outlines | 1 |  | 1.5 | 1.35 | 0.022205 | Modelled Flow Data Used & Depth Available | 59.8661 | 14
3274 | 3539 | 918847 | 10089337 | 193883 | DSBAV | Bayview Branch Sewer TS13 | Gravity | Pipe | Buried | OP | CONC | None | 1972-01-01 |  |  | dwg | NI | Transmission | Legacy | 2 |  |  | 4 | 440 | [5 empty] | 64094 | NA |  | 167.33 |  | WSL |  | Te Kawerau a Maki,Ngāti Whātua,Ngāti Maru,Ngāti Whātua o Ōrākei,Ngāti Tamaoho,Ngāti Manuhiri,Ngāti Whanaunga,Ngāti Tamaterā,Ngāti Pāoa,Ngāi Tai ki Tāmaki,Ngāti Hako,Te Ākitai Waiohua | 2.08 | 2 |  |  | CCTV app | yes | 3 | 1 | 2 | CCTV NOT Available or Over 30 Years Old & Soil Type Available | 3.2467 | 3 | 1 | 2 | 3.5 | Property Parcels, Building Outlines | 1 | Significant Ecological Area - SEA_T_8320 | 1.5 | 1.35 | 0.022205 | Modelled Flow Data Used & Depth Available | 167.3334 | 8
3404 | 3675 | 925206 | 10090170 | 194148 | DSECB | East Coast Bays Branch Sewer TS7 | Gravity | Pipe | Buried | OP | CONC | None | 1966-01-01 |  |  | dwg | NI | Transmission | Legacy | 2 |  |  | 4 | 440 | [5 empty] | 64586 | NA |  | 23.02 |  | WSL |  | Te Kawerau a Maki,Ngāti Whātua,Ngāti Maru,Ngāti Whātua o Ōrākei,Ngāti Tamaoho,Ngāti Manuhiri,Te Patukirikiri,Ngāti Whanaunga,Ngāti Tamaterā,Ngāti Pāoa,Ngāi Tai ki Tāmaki,Ngāti Hako,Te Ākitai Waiohua | 3 | 3 | 3 | 2015 | te puna wai | no | 3 | 3 | 2 | CCTV Available (0-10 Years Old) & Soil Type Not Available | 3.2467 | 3 | 1 | 2 | 3.5 | Property Parcels, Building Outlines | 1 |  | 1.5 | 1.35 | 0.022205 | Modelled Flow Data Used & Depth Available | 23.0245 | 14
4562 | 647009 | 17374 | 10006347 | 187370 | DSMAN | Manurewa Branch | Gravity | Pipe | Buried | OP | CONC | None | 1966-06-30 | 12.88 | 12.66 | dwg | SI | Transmission | Legacy | 2 |  |  | 4 | 450 | [5 empty] | 75732 |  |  | 14.93 |  | WSL |  | Waikato,Ngāti Maru,Ngāti Tamaoho,Ngāti Whanaunga,Ngāti Tamaterā,Ngāti Pāoa,Ngāi Tai ki Tāmaki,Ngāti Hako,Te Ākitai Waiohua | 2.46 | 2 |  |  | CCTV app | yes | 5 | 1 | 2 | CCTV NOT Available or Over 30 Years Old & Soil Type Available | 3.2462 | 3 | 1 | 2 | 3.5 | Property Parcels, Building Outlines | 1 |  | 1 | 1.335 | 0.0049933 | Modelled Flow Data Used & Depth Available | 14.9346 | 8
537 | 560 | 16536 | 10009303 | 197801 | DSWIN | Western Interceptor | Gravity | Pipe | Buried | OP | CONC | None | 1964-06-30 | 2.06 | 1.87 | dwg | WI | Transmission | Legacy | 1 |  |  | 4 | 1350 | [5 empty] | 78413 | NA |  | 170.74 |  | WSL |  | Waikato,Te Kawerau a Maki,Ngāti Whātua,Ngāti Maru,Ngāti Whātua o Ōrākei,Ngāti Tamaoho,Ngāti Tamaterā,Ngāi Tai ki Tāmaki,Ngāti Hako,Te Ākitai Waiohua | 3 | 3 | 3 | 2016 | te puna wai | no | 1 | 3 | 2 | CCTV Available (0-10 Years Old) & Soil Type Available | 3.2458 | 3 | 5 | 5 | 1 |  | 1 |  | 5 | 0.895 | 0.27137 | Modelled Flow Data Used & Depth Available | 170.7353 | 14
321 | 333 | 17218 | 10009299 | 197800 | DSWIN | Western Interceptor | Gravity | Pipe | Bridged | OP | CONC | None | 1964-06-30 | 1.5 | 1.48 | dwg | WI | Transmission | Legacy | 1 |  |  | 4 | 1350 | [5 empty] | 78409 | NA |  | 17.43 |  | WSL |  | Waikato,Te Kawerau a Maki,Ngāti Whātua,Ngāti Maru,Ngāti Whātua o Ōrākei,Ngāti Tamaoho,Ngāti Tamaterā,Ngāi Tai ki Tāmaki,Ngāti Hako,Te Ākitai Waiohua | 3 | 3 | 3 | 2016 | te puna wai | no | 1 | 1 | 2 | CCTV Available (0-10 Years Old) & Soil Type Not Available | 3.2455 | 3 | 5 | 5 | 1 |  | 1 | Significant Ecological Area - SEA-M2-54 | 5 | 0.895 | 0.27126 | Modelled Flow Data Used & Depth Available | 17.4337 | 14
24 | 24 | 16158 | 10005968 | 194941 | DSHIN | Howick Interceptor | Gravity | Pipe | Buried | OP | CONC | None | 1964-06-30 | 13.44 | 13 | dwg | HI | Transmission | Legacy | 1 |  |  | 4 | 600 | ASBUILT | ASBUILT | ASBUILT | ASBUILT | CONS | 75445 | NA |  | 115.66 | ASBUILT | WSL |  | Waikato,Ngāti Maru,Ngāti Tamaoho,Ngāti Whanaunga,Ngāti Tamaterā,Ngāti Pāoa,Ngāi Tai ki Tāmaki,Ngāti Hako,Te Ākitai Waiohua | 3 | 3 | 3 | 2015 | CCTV Footage Review Log South_Latest.xls | no | 1 | 3 | 2 | CCTV Available (0-10 Years Old) & Soil Type Available | 3.245 | 3 | 3 | 3 | 2 | Public Park & Sports Area | 1 |  | 5 | 1.075 | 0.6 | Diameter Used For Flow Approximation & Depth Available | 115.6559 | 14
4240 | 4525 | 937528 | 10089328 | 193682 | DSBAV | Bayview Branch Sewer TS13 | Gravity | Pipe | Buried | OP | CONC | None | 1972-01-01 |  |  | dwg | NI | Transmission | Legacy | 2 |  |  | 4 | 440 | [5 empty] | 64085 | NA |  | 32.12 |  | WSL |  | Te Kawerau a Maki,Ngāti Whātua,Ngāti Maru,Ngāti Whātua o Ōrākei,Ngāti Tamaoho,Ngāti Manuhiri,Ngāti Whanaunga,Ngāti Tamaterā,Ngāti Pāoa,Ngāi Tai ki Tāmaki,Ngāti Hako,Te Ākitai Waiohua | 1.71 | 2 |  |  | CCTV app | yes | 1 | 1 | 2 | CCTV NOT Available or Over 30 Years Old & Soil Type Available | 3.2447 | 3 | 1 | 2 | 3.5 | Property Parcels, Building Outlines | 1 | Significant Ecological Area - SEA_T_8323 | 1.5 | 1.35 | 0.023737 | Modelled Flow Data Used & Depth Available | 32.1195 | 8
1845 | 2015 | 15949 | 10006344 | 195105 | DSMAN | Manurewa Branch | Gravity | Pipe | Buried | OP | CONC | None | 1966-06-30 | 12.66 | 12.37 | dwg | SI | Transmission | Legacy | 2 |  |  | 4 | 470 | [5 empty] | 75729 | NA |  | 72.62 |  | WSL |  | Waikato,Ngāti Maru,Ngāti Tamaoho,Ngāti Whanaunga,Ngāti Tamaterā,Ngāti Pāoa,Ngāi Tai ki Tāmaki,Ngāti Hako,Te Ākitai Waiohua | 2 | 2 | 2 | 2009 | te puna wai | yes | 1 | 1 | 2 | CCTV Available (10-20 Years Old) & Soil Type Available | 3.2444 | 3 | 1 | 2 | 3.5 | Property Parcels, Building Outlines | 1 |  | 1 | 1.335 | 0.0064926 | Modelled Flow Data Used & Depth Available | 72.619 | 8
1844 | 2014 | 15808 | 10006343 | 195632 | DSMAN | Manurewa Branch | Gravity | Pipe | Buried | OP | CONC | None | 1966-06-30 | 12.37 | 12.09 | dwg | SI | Transmission | Legacy | 2 |  |  | 4 | 470 | [5 empty] | 75728 | NA |  | 71.88 |  | WSL |  | Waikato,Ngāti Maru,Ngāti Tamaoho,Ngāti Whanaunga,Ngāti Tamaterā,Ngāti Pāoa,Ngāi Tai ki Tāmaki,Ngāti Hako,Te Ākitai Waiohua | 1.51 | 2 | 1 | 2013 | te puna wai | yes | 1 | 1 | 2 | CCTV Available (10-20 Years Old) & Soil Type Available | 3.2444 | 3 | 1 | 2 | 3.5 | Property Parcels, Building Outlines | 1 |  | 1 | 1.335 | 0.0064926 | Modelled Flow Data Used & Depth Available | 71.8822 | 8
2511 | 2729 | 15635 | 10007434 | 196649 | DSPAN | Papakura North Branch | Gravity | Pipe | Buried | OP | CONC | None | 1967-06-30 | 5.73 | 5.27 | dwg | SI | Transmission | Legacy | 2 |  |  | 4 | 450 | [5 empty] | 76585 | NA |  | 177.53 |  | WSL |  | Waikato,Ngāti Maru,Ngāti Tamaoho,Ngāti Whanaunga,Ngāti Tamaterā,Ngāti Pāoa,Ngāi Tai ki Tāmaki,Ngāti Hako,Te Ākitai Waiohua | 2 | 2 | 2 | 2011 | te puna wai | no | 1 | 3 | 2 | CCTV Available (10-20 Years Old) & Soil Type Available | 3.2438 | 3 | 2 | 2 | 3.5 | Building Outlines, Public Park & Sports Area | 1 |  | 1 | 1.335 | 0.017312 | Modelled Flow Data Used & Depth Available | 177.5329 | 8
3369 | 3637 | 925184 | 10090169 | 194452 | DSECB | East Coast Bays Branch Sewer TS7 | Gravity | Pipe | Buried | OP | CONC | None | 1966-01-01 |  |  | dwg | NI | Transmission | Legacy | 2 |  |  | 4 | 440 | [5 empty] | 64585 | NA |  | 67.87 |  | WSL |  | Te Kawerau a Maki,Ngāti Whātua,Ngāti Maru,Ngāti Whātua o Ōrākei,Ngāti Tamaoho,Ngāti Manuhiri,Te Patukirikiri,Ngāti Whanaunga,Ngāti Tamaterā,Ngāti Pāoa,Ngāi Tai ki Tāmaki,Ngāti Hako,Te Ākitai Waiohua | 2.17 | 2 | 2 | 2015 | te puna wai | no | 3 | 3 | 2 | CCTV Available (0-10 Years Old) & Soil Type Not Available | 3.2438 | 3 | 1 | 2 | 3.5 | Property Parcels, Building Outlines | 1 |  | 1.5 | 1.35 | 0.024502 | Modelled Flow Data Used & Depth Available | 67.8675 | 8
4034 | 4312 | 925317 | 10090168 | 194325 | DSECB | East Coast Bays Branch Sewer TS7 | Gravity | Pipe | Buried | OP | CONC | None | 1966-01-01 |  |  | dwg | NI | Transmission | Legacy | 2 |  |  | 4 | 440 | [5 empty] | 64584 | NA |  | 60.6 |  | WSL |  | Te Kawerau a Maki,Ngāti Whātua,Ngāti Maru,Ngāti Whātua o Ōrākei,Ngāti Tamaoho,Ngāti Manuhiri,Te Patukirikiri,Ngāti Whanaunga,Ngāti Tamaterā,Ngāti Pāoa,Ngāi Tai ki Tāmaki,Ngāti Hako,Te Ākitai Waiohua | 3 | 3 | 3 | 2015 | te puna wai | no | 3 | 3 | 2 | CCTV Available (0-10 Years Old) & Soil Type Not Available | 3.2438 | 3 | 1 | 2 | 3.5 | Property Parcels, Building Outlines | 1 |  | 1.5 | 1.35 | 0.024502 | Modelled Flow Data Used & Depth Available | 60.5964 | 14
1852 | 2026 | 15904 | 10006359 | 195786 | DSMAN | Manurewa Branch | Gravity | Pipe | Buried | OP | CONC | None | 1966-06-30 | 17.77 | 17 | dwg | SI | Transmission | Legacy | 2 |  |  | 4 | 450 | [5 empty] | 75744 | NA |  | 53.55 |  | WSL |  | Waikato,Ngāti Maru,Ngāti Tamaoho,Ngāti Whanaunga,Ngāti Tamaterā,Ngāti Pāoa,Ngāi Tai ki Tāmaki,Ngāti Hako,Te Ākitai Waiohua | 3 | 3 | 3 | 1998 | te puna wai | yes | 1 | 1 | 2 | CCTV Available (20-30 Years Old) & Soil Type Available | 3.2436 | 3 | 2 | 2 | 3.5 | Property Parcels, Building Outlines | 1 |  | 1 | 1.335 | 0.017766 | Modelled Flow Data Used & Depth Available | 53.5468 | 14
4080 | 4360 | 930508 | 10090301 | 194522 | DSGLF | Glenfield Branch Sewer TS4A | Gravity | Pipe | Buried | OP | CONC | None | 1961-01-01 |  |  | dwg | NI | Transmission | Legacy | 2 |  |  | 4 | 500 | [5 empty] | 64636 | NA |  | 45.41 |  | WSL |  | Te Kawerau a Maki,Ngāti Whātua,Ngāti Maru,Ngāti Whātua o Ōrākei,Ngāti Tamaoho,Ngāti Manuhiri,Te Patukirikiri,Ngāti Whanaunga,Ngāti Tamaterā,Ngāti Pāoa,Ngāi Tai ki Tāmaki,Ngāti Hako,Te Ākitai Waiohua | 2.67 | 3 | 2 | 2016 | te puna wai | no | 5 | 1 | 3 | CCTV Available (0-10 Years Old) & Soil Type Available | 3.2428 | 3 | 2 | 2 | 3.5 | Property Parcels, Building Outlines | 1 |  | 1.5 | 1.35 | 0.061256 | Modelled Flow Data Used & Depth Available | 45.4122 | 14
4038 | 4317 | 930501 | 10090300 | 195175 | DSGLF | Glenfield Branch Sewer TS4A | Gravity | Pipe | Buried | OP | CONC | None | 1961-01-01 |  |  | dwg | NI | Transmission | Legacy | 2 |  |  | 4 | 500 | [5 empty] | 64635 | NA |  | 12.75 |  | WSL |  | Te Kawerau a Maki,Ngāti Whātua,Ngāti Maru,Ngāti Whātua o Ōrākei,Ngāti Tamaoho,Ngāti Manuhiri,Te Patukirikiri,Ngāti Whanaunga,Ngāti Tamaterā,Ngāti Pāoa,Ngāi Tai ki Tāmaki,Ngāti Hako,Te Ākitai Waiohua | 2.67 | 3 | 2 | 2016 | te puna wai | no | 5 | 1 | 3 | CCTV Available (0-10 Years Old) & Soil Type Available | 3.2428 | 3 | 2 | 2 | 3.5 | Property Parcels, Building Outlines | 1 |  | 1.5 | 1.35 | 0.061256 | Modelled Flow Data Used & Depth Available | 12.7456 | 14
3128 | 3390 | 906146 | 10089322 | 193926 | DSBAV | Bayview Branch Sewer TS13 | Gravity | Pipe | Buried | OP | CONC | None | 1972-01-01 |  |  | dwg | NI | Transmission | Legacy | 2 |  |  | 4 | 440 | [5 empty] | 64079 | NA |  | 535.29 |  | WSL |  | Te Kawerau a Maki,Ngāti Whātua,Ngāti Maru,Ngāti Whātua o Ōrākei,Ngāti Tamaoho,Ngāti Manuhiri,Ngāti Whanaunga,Ngāti Tamaterā,Ngāti Pāoa,Ngāi Tai ki Tāmaki,Ngāti Hako,Te Ākitai Waiohua | 2.08 | 2 |  |  |  | no | 3 | 1 | 2 | CCTV NOT Available or Over 30 Years Old & Soil Type Available | 3.2428 | 3 | 1 | 2 | 3.5 | Property Parcels, Building Outlines | 1 | Significant Ecological Area - SEA_T_8323 | 1.5 | 1.35 | 0.025268 | Modelled Flow Data Used & Depth Available | 535.2914 | 8
942 | 994 | 16303 | 10004874 | 193870 | DSB7A | Branch 7A Morningside | Gravity | Pipe | Buried | OP | CONC | CIPP | 1912-06-30 | 24.8 | 19.7 | dwg | OM | Transmission | Legacy | 2 |  |  | 4 | 457 | [5 empty] | 74451 | NA |  | 92.71 |  | WSL |  | Te Kawerau a Maki,Ngāti Whātua,Ngāti Maru,Ngāti Whātua o Ōrākei,Ngāti Tamaoho,Ngāti Tamaterā,Ngāi Tai ki Tāmaki,Ngāti Hako,Te Ākitai Waiohua | 2 | 2 | 2 | 2017 | CCTV Footage Review Log South_Latest.xls | no | 1 | 1 | 1 | CCTV Available (0-10 Years Old) & Soil Type Available | 3.2425 | 3 | 2 | 2 | 3.5 | Property Parcels, Building Outlines | 1 |  | 1 | 1.335 | 0.019918 | Modelled Flow Data Used & Depth Available | 92.7057 | 8
943 | 995 | 15319 | 10004875 | 193482 | DSB7A | Branch 7A Morningside | Gravity | Pipe | Buried | OP | CONC | CIPP | 1912-06-30 | 29.87 | 24.8 | dwg | OM | Transmission | Legacy | 2 |  |  | 4 | 457 | [5 empty] | 74452 | NA |  | 90.48 |  | WSL |  | Waikato,Te Kawerau a Maki,Ngāti Whātua,Ngāti Maru,Ngāti Whātua o Ōrākei,Ngāti Tamaoho,Ngāti Tamaterā,Ngāi Tai ki Tāmaki,Ngāti Hako,Te Ākitai Waiohua | 2 | 2 | 2 | 2017 | CCTV Footage Review Log South_Latest.xls | no | 1 | 1 | 1 | CCTV Available (0-10 Years Old) & Soil Type Available | 3.2425 | 3 | 2 | 2 | 3.5 | Property Parcels, Building Outlines | 1 |  | 1 | 1.335 | 0.019918 | Modelled Flow Data Used & Depth Available | 90.4798 | 8
1751 | 1909 | 15800 | 10006327 | 195628 | DSMAN | Manurewa Branch | Gravity | Pipe | Buried | OP | CONC | None | 1966-06-30 | 6.8 | 6.1 | dwg | SI | Transmission | Legacy | 2 |  |  | 4 | 450 | [5 empty] | 75718 | NA |  | 84.47 |  | WSL |  | Waikato,Ngāti Maru,Ngāti Tamaoho,Ngāti Whanaunga,Ngāti Tamaterā,Ngāti Pāoa,Ngāi Tai ki Tāmaki,Ngāti Hako,Te Ākitai Waiohua | 3 | 3 | 3 | 2009 | te puna wai | yes | 1 | 1 | 2 | CCTV Available (10-20 Years Old) & Soil Type Available | 3.2421 | 3 | 1 | 2 | 3.5 | Property Parcels, Building Outlines | 1 |  | 1 | 1.335 | 0.0082782 | Modelled Flow Data Used & Depth Available | 84.4734 | 14
1750 | 1908 | 15801 | 10006328 | 195101 | DSMAN | Manurewa Branch | Gravity | Pipe | Buried | OP | CONC | None | 1966-06-30 | 7.45 | 6.8 | dwg | SI | Transmission | Legacy | 2 |  |  | 4 | 470 | [5 empty] | 75719 | NA |  | 68.95 |  | WSL |  | Waikato,Ngāti Maru,Ngāti Tamaoho,Ngāti Whanaunga,Ngāti Tamaterā,Ngāti Pāoa,Ngāi Tai ki Tāmaki,Ngāti Hako,Te Ākitai Waiohua | 1.51 | 2 | 1 | 2013 | te puna wai | yes | 1 | 1 | 2 | CCTV Available (10-20 Years Old) & Soil Type Available | 3.2421 | 3 | 1 | 2 | 3.5 | Property Parcels, Building Outlines | 1 |  | 1 | 1.335 | 0.0082782 | Modelled Flow Data Used & Depth Available | 68.9469 | 8
1756 | 1916 | 15712 | 10006286 | 195090 | DSMAH | Mahia Branch | Gravity | Pipe | Buried | OP | CONC | None | 1969-06-30 | 1.54 | 0.54 | dwg | SI | Transmission | Legacy | 2 |  |  | 4 | 450 | [5 empty] | 75680 | NA |  | 169 |  | WSL |  | Waikato,Ngāti Maru,Ngāti Tamaoho,Ngāti Whanaunga,Ngāti Tamaterā,Ngāti Pāoa,Ngāi Tai ki Tāmaki,Ngāti Hako,Te Ākitai Waiohua | 2 | 2 | 2 | 2016 | te puna wai | no | 1 | 1 | 2 | CCTV Available (0-10 Years Old) & Soil Type Available | 3.2421 | 3 | 2 | 2 | 3.5 | Property Parcels, Building Outlines | 1 |  | 1 | 1.335 | 0.020649 | Modelled Flow Data Used & Depth Available | 169.0028 | 8
1655 | 1802 | 17104 | 10004917 | 193736 | DSB9A | Branch 9A Owairaka | Gravity | Pipe | Buried | OP | CONC | None | 1965-06-30 | 43.12 | 42.83 | dwg | WI | Transmission | Legacy | 2 |  |  | 4 | 450 | [5 empty] | 74476 | NA |  | 121.75 |  | WSL |  | Waikato,Te Kawerau a Maki,Ngāti Whātua,Ngāti Maru,Ngāti Whātua o Ōrākei,Ngāti Tamaoho,Ngāti Tamaterā,Ngāi Tai ki Tāmaki,Ngāti Hako,Te Ākitai Waiohua | 2.33 | 2 | 2 | 2012 | te puna wai | no | 5 | 1 | 2 | CCTV Available (10-20 Years Old) & Soil Type Available | 3.2415 | 3 | 1 | 2 | 3.5 | Property Parcels, Building Outlines | 1 | Aquifer - Auckland Isthmus Volcanic Aquifer | 1 | 1.335 | 0.008809 | Modelled Flow Data Used & Depth Available | 121.7494 | 8
996 | 1052 | 16461 | 10006186 | 195430 | DSKEL | Kelston Branch | Gravity | Pipe | Buried | OP | CONC | None | 1967-06-30 | 8.02 | 7.78 | dwg | WI | Transmission | Legacy | 2 |  |  | 4 | 525 | [5 empty] | 75590 | NA |  | 103.62 |  | WSL |  | Te Kawerau a Maki,Ngāti Whātua,Ngāti Whātua o Ōrākei,Ngāti Tamaoho,Ngāti Tamaterā,Te Ākitai Waiohua | 3 | 3 | 3 | 2017 | CCTV Footage Review Log South_Latest.xls | no | 1 | 3 | 2 | CCTV Available (0-10 Years Old) & Soil Type Available | 3.2414 | 3 | 1 | 2 | 3.5 | Property Parcels, Building Outlines | 1 |  | 1 | 1.335 | 0.0088734 | Modelled Flow Data Used & Depth Available | 103.6195 | 14
1644 | 1790 | 15210 | 10004913 | 193735 | DSB9A | Branch 9A Owairaka | Gravity | Pipe | Buried | OP | CONC | None | 1965-06-30 | 42.11 | 41.74 | dwg | WI | Transmission | Legacy | 2 |  |  | 4 | 450 | [5 empty] | 74472 | NA |  | 94.86 |  | WSL |  | Waikato,Te Kawerau a Maki,Ngāti Whātua,Ngāti Maru,Ngāti Whātua o Ōrākei,Ngāti Tamaoho,Ngāti Tamaterā,Ngāi Tai ki Tāmaki,Ngāti Hako,Te Ākitai Waiohua | 2 | 2 | 2 | 2012 | te puna wai | no | 1 | 1 | 2 | CCTV Available (10-20 Years Old) & Soil Type Available | 3.2411 | 3 | 1 | 2 | 3.5 | Property Parcels, Building Outlines | 1 |  | 1 | 1.335 | 0.0091308 | Modelled Flow Data Used & Depth Available | 94.8598 | 8
1649 | 1796 | 15211 | 10004914 | 193636 | DSB9A | Branch 9A Owairaka | Gravity | Pipe | Buried | OP | CONC | None | 1965-06-30 | 42.31 | 42.11 | dwg | WI | Transmission | Legacy | 2 |  |  | 4 | 450 | [5 empty] | 74473 | NA |  | 53.15 |  | WSL |  | Waikato,Te Kawerau a Maki,Ngāti Whātua,Ngāti Maru,Ngāti Whātua o Ōrākei,Ngāti Tamaoho,Ngāti Tamaterā,Ngāi Tai ki Tāmaki,Ngāti Hako,Te Ākitai Waiohua | 2.33 | 2 | 2 | 2012 | te puna wai | no | 5 | 1 | 2 | CCTV Available (10-20 Years Old) & Soil Type Available | 3.2411 | 3 | 1 | 2 | 3.5 | Property Parcels, Building Outlines | 1 | Aquifer - Auckland Isthmus Volcanic Aquifer | 1 | 1.335 | 0.009134 | Modelled Flow Data Used & Depth Available | 53.1465 | 8
2339 | 2550 | 14987 | 10006798 | 196359 | DSONE | Onehunga Branch | Gravity | Pipe | Buried | OP | CONC | None | 1962-06-30 | 19.24 | 19.01 | dwg | WI | Transmission | Legacy | 2 |  |  | 4 | 525 | [5 empty] | 76111 | NA |  | 51.85 |  | WSL |  | Waikato,Te Kawerau a Maki,Ngāti Whātua,Ngāti Maru,Ngāti Whātua o Ōrākei,Ngāti Tamaoho,Ngāti Tamaterā,Ngāti Pāoa,Ngāi Tai ki Tāmaki,Ngāti Hako,Te Ākitai Waiohua | 2.67 | 3 | 2 | 2021 | CCTV Footage Review Log South_Latest.xls | yes | 5 | 1 | 3 | CCTV Available (0-10 Years Old) & Soil Type Available | 3.2391 | 3 | 2 | 2 | 3.5 | Property Parcels, Building Outlines | 1 | Aquifer - Mt Wellington Volcanic Aquifer | 1 | 1.335 | 0.026582 | Modelled Flow Data Used & Depth Available | 51.8511 | 14
3713 | 3988 | 907426 | 10088814 | 82593279 | DSTPF | Takapuna Foreshore Branch Sewer TS6B | Gravity | Pipe | Buried | OP | CI | None | 1940-01-01 |  |  | dwg | NI | Transmission | Legacy | 2 |  |  | 4 | 525 | ASBUILT | ASBUILT | ASBUILT | ASBUILT | CONS | 65392 | NA |  | 88.47 | ASBUILT | WSL |  | Te Kawerau a Maki,Ngāti Whātua,Ngāti Maru,Ngāti Whātua o Ōrākei,Ngāti Tamaoho,Ngāti Manuhiri,Te Patukirikiri,Ngāti Whanaunga,Ngāti Tamaterā,Ngāti Pāoa,Ngāi Tai ki Tāmaki,Ngāti Hako,Te Ākitai Waiohua | 4.58 | 5 |  |  |  | no | 5 | 1 | 5 | CCTV NOT Available or Over 30 Years Old & Soil Type Available | 3.2389 | 3 | 1 | 2 | 3.5 | Property Parcels, Building Outlines | 1 |  | 1.5 | 1.35 | 0.028331 | Modelled Flow Data Used & Depth Available | 88.4679 | 22
4055 | 4334 | 928936 | 10088816 | 197332 | DSTPF | Takapuna Foreshore Branch Sewer TS6B | Gravity | Pipe | Buried | OP | CONC | None | 1940-01-01 |  |  | dwg | NI | Transmission | Legacy | 2 |  |  | 4 | 550 | [5 empty] | 65394 | NA |  | 57.76 |  | WSL |  | Te Kawerau a Maki,Ngāti Whātua,Ngāti Maru,Ngāti Whātua o Ōrākei,Ngāti Tamaoho,Ngāti Manuhiri,Te Patukirikiri,Ngāti Whanaunga,Ngāti Tamaterā,Ngāti Pāoa,Ngāi Tai ki Tāmaki,Ngāti Hako,Te Ākitai Waiohua | 3.5 | 4 | 3 | 2015 | te puna wai | no | 5 | 1 | 4 | CCTV Available (0-10 Years Old) & Soil Type Available | 3.2389 | 3 | 1 | 2 | 3.5 | Property Parcels, Building Outlines | 1 |  | 1.5 | 1.35 | 0.028331 | Modelled Flow Data Used & Depth Available | 57.7647 | 18
4163 | 4445 | 931235 | 10088810 | 197728 | DSTPF | Takapuna Foreshore Branch Sewer TS6B | Gravity | Pipe | Buried | OP | CI | None | 1940-01-01 |  |  | dwg | NI | Transmission | Legacy | 2 |  |  | 4 | 525 | [5 empty] | 65388 | NA |  | 48.69 |  | WSL |  | Te Kawerau a Maki,Ngāti Whātua,Ngāti Maru,Ngāti Whātua o Ōrākei,Ngāti Tamaoho,Ngāti Manuhiri,Te Patukirikiri,Ngāti Whanaunga,Ngāti Tamaterā,Ngāti Pāoa,Ngāi Tai ki Tāmaki,Ngāti Hako,Te Ākitai Waiohua | 3.81 | 4 | 3 | 2015 | te puna wai | no | 3 | 3 | 5 | CCTV Available (0-10 Years Old) & Soil Type Available | 3.2389 | 3 | 1 | 2 | 3.5 | Property Parcels, Building Outlines | 1 |  | 1.5 | 1.35 | 0.028331 | Modelled Flow Data Used & Depth Available | 48.6909 | 18
3685 | 3960 | 906786 | 10088811 | 197588 | DSTPF | Takapuna Foreshore Branch Sewer TS6B | Gravity | Pipe | Buried | OP | CI | None | 1940-01-01 |  |  | dwg | NI | Transmission | Legacy | 2 |  |  | 4 | 525 | [5 empty] | 65389 | NA |  | 40.46 |  | WSL |  | Te Kawerau a Maki,Ngāti Whātua,Ngāti Maru,Ngāti Whātua o Ōrākei,Ngāti Tamaoho,Ngāti Manuhiri,Te Patukirikiri,Ngāti Whanaunga,Ngāti Tamaterā,Ngāti Pāoa,Ngāi Tai ki Tāmaki,Ngāti Hako,Te Ākitai Waiohua | 3.81 | 4 | 3 | 2015 | te puna wai | no | 3 | 3 | 5 | CCTV Available (0-10 Years Old) & Soil Type Available | 3.2389 | 3 | 1 | 2 | 3.5 | Property Parcels, Building Outlines | 1 |  | 1.5 | 1.35 | 0.028331 | Modelled Flow Data Used & Depth Available | 40.4569 | 18
752 | 790 | 15641 | 10004624 | 193664 | DSB09 | Branch 9 Mt Roskill | Gravity | Pipe | Buried | OP | CONC | None | 1965-06-30 | 51.25 | 50.93 | dwg | WI | Transmission | Legacy | 2 |  |  | 4 | 450 | [5 empty] | 74330 | NA |  | 75.82 |  | WSL |  | Waikato,Te Kawerau a Maki,Ngāti Whātua,Ngāti Maru,Ngāti Whātua o Ōrākei,Ngāti Tamaoho,Ngāti Tamaterā,Ngāi Tai ki Tāmaki,Ngāti Hako,Te Ākitai Waiohua | 2 | 2 | 2 | 2016 | CCTV Footage Review Log South_Latest.xls | no | 1 | 1 | 2 | CCTV Available (0-10 Years Old) & Soil Type Available | 3.2388 | 3 | 2 | 2 | 3.5 | Property Parcels, Building Outlines | 1 | Aquifer - Auckland Isthmus Volcanic Aquifer | 1 | 1.335 | 0.027241 | Modelled Flow Data Used & Depth Available | 75.8156 | 8
1477 | 1577 | 15642 | 10004623 | 193810 | DSB09 | Branch 9 Mt Roskill | Gravity | Pipe | Buried | OP | CONC | None | 1965-06-30 | 50.93 | 50.85 | dwg | WI | Transmission | Legacy | 2 |  |  | 4 | 450 | [5 empty] | 74329 | NA |  | 17.72 |  | WSL |  | Waikato,Te Kawerau a Maki,Ngāti Whātua,Ngāti Maru,Ngāti Whātua o Ōrākei,Ngāti Tamaoho,Ngāti Tamaterā,Ngāi Tai ki Tāmaki,Ngāti Hako,Te Ākitai Waiohua | 2.27 | 2 | 2 | 2016 | CCTV Footage Review Log South_Latest.xls | no | 5 | 1 | 2 | CCTV Available (0-10 Years Old) & Soil Type Available | 3.2388 | 3 | 2 | 2 | 3.5 | Property Parcels, Building Outlines | 1 | Aquifer - Auckland Isthmus Volcanic Aquifer | 1 | 1.335 | 0.027244 | Modelled Flow Data Used & Depth Available | 17.7204 | 8
1784 | 1945 | 16050 | 10005527 | 194728 | DSFLB | Flat Bush Branch | Gravity | Pipe | Buried | OP | CONC | None | 1986-06-30 | 7.72 | 7.31 | dwg | SI | Transmission | Legacy | 2 |  |  | 4 | 450 | [5 empty] | 74985 | NA |  | 129.13 |  | WSL |  | Waikato,Te Kawerau a Maki,Ngāti Maru,Ngāti Tamaoho,Ngāti Whanaunga,Ngāti Tamaterā,Ngāti Pāoa,Ngāi Tai ki Tāmaki,Ngāti Hako,Te Ākitai Waiohua | 1.18 | 1 | 1 | 2003 | CCTV Footage Review Log South_Latest.xls | no | 1 | 3 | 1 | CCTV Available (20-30 Years Old) & Soil Type Available | 3.2385 | 3 | 1 | 2 | 3.5 | Property Parcels, Building Outlines | 1 |  | 1 | 1.335 | 0.011138 | Modelled Flow Data Used & Depth Available | 129.1332 | 4
1016 | 1073 | 14855 | 10007635 | 196761 | DSPNR | Penrose Branch | Gravity | Pipe | Buried | OP | CONC | None | 1959-06-30 | 1.42 | 1.19 | dwg | EI | Transmission | Legacy | 2 |  |  | 4 | 570 | [5 empty] | 76975 | NA |  | 70.93 |  | WSL |  | Waikato,Te Kawerau a Maki,Ngāti Whātua,Ngāti Maru,Ngāti Whātua o Ōrākei,Ngāti Tamaoho,Ngāti Tamaterā,Ngāti Pāoa,Ngāi Tai ki Tāmaki,Ngāti Hako,Te Ākitai Waiohua | 3 | 3 | 3 | 2016 | te puna wai | no | 3 | 3 | 3 | CCTV Available (0-10 Years Old) & Soil Type Available | 3.2384 | 3 | 1 | 2 | 3.5 | Property Parcels, Building Outlines | 1 | Aquifer - Mt Wellington Volcanic Aquifer | 1 | 1.335 | 0.011274 | Modelled Flow Data Used & Depth Available | 70.9313 | 14
108 | 114 | 16185 | 10005902 | 194771 | DSHIN | Howick Interceptor | Gravity | Pipe | Buried | OP | CONC | None | 1964-06-30 | 25.1 | 24.92 | dwg | HI | Transmission | Legacy | 1 |  |  | 4 | 450 | [5 empty] | 75475 | NA |  | 68.25 |  | WSL |  | Waikato,Ngāti Maru,Ngāti Tamaoho,Te Patukirikiri,Ngāti Whanaunga,Ngāti Tamaterā,Ngāti Pāoa,Ngāi Tai ki Tāmaki,Ngāti Hako,Te Ākitai Waiohua | 2.27 | 2 | 2 | 2015 | CCTV Footage Review Log South_Latest.xls | no | 5 | 1 | 2 | CCTV Available (0-10 Years Old) & Soil Type Available | 3.2381 | 3 | 2 | 2 | 3.5 | Property Parcels, Building Outlines | 1 |  | 1 | 1.335 | 0.028618 | Modelled Flow Data Used & Depth Available | 68.2498 | 8
1472 | 1572 | 15407 | 10004614 | 193419 | DSB09 | Branch 9 Mt Roskill | Gravity | Pipe | Buried | OP | CONC | None | 1946-06-30 | 46.07 | 45.81 | dwg | WI | Transmission | Legacy | 2 |  |  | 4 | 525 | [5 empty] | 74319 | NA |  | 148.16 |  | WSL |  | Waikato,Te Kawerau a Maki,Ngāti Whātua,Ngāti Maru,Ngāti Whātua o Ōrākei,Ngāti Tamaoho,Ngāti Tamaterā,Ngāi Tai ki Tāmaki,Ngāti Hako,Te Ākitai Waiohua | 2.67 | 3 | 2 | 2016 | CCTV Footage Review Log South_Latest.xls | no | 5 | 1 | 3 | CCTV Available (0-10 Years Old) & Soil Type Available | 3.2377 | 3 | 2 | 2 | 3.5 | Building Outlines, Public Park & Sports Area | 1 | Place Of Historic Heritage - War Memorial Hall and Memorial | 1 | 1.335 | 0.029474 | Modelled Flow Data Used & Depth Available | 148.1559 | 14
3878 | 4155 | 917293 | 10088547 | 196141 | DSOTV | Oteha Valley Branch Sewer TS27 | Gravity | Pipe | Buried | OP | CONC | None | 1989-01-01 |  |  | dwg | NI | Transmission | Legacy | 2 |  |  | 4 | 440 | [5 empty] | 65236 | NA |  | 146.57 |  | WSL |  | Te Kawerau a Maki,Ngāti Whātua,Ngāti Maru,Ngāti Whātua o Kaipara,Ngāti Whātua o Ōrākei,Ngāti Tamaoho,Ngāti Manuhiri,Ngāti Whanaunga,Ngāti Tamaterā,Ngāti Pāoa,Ngāi Tai ki Tāmaki,Ngāti Hako,Te Ākitai Waiohua | 2 | 2 | 2 | 2018 | te puna wai | no | 1 | 3 | 1 | CCTV Available (0-10 Years Old) & Soil Type Available | 3.2375 | 3 | 1 | 2 | 2.5 | Property Parcels | 4 | NZ River Lines | 1.5 | 1.325 | 0 | Modelled Flow Data Used & Depth Available | 146.5719 | 8
1683 | 1834 | 15613 | 10005047 | 193915 | DSB9D | Branch 9 Diversion | Gravity | Pipe | Buried | OP | CONC | None | 1959-06-30 |  | 33.65 | dwg | WI | Transmission | Legacy | 2 |  |  | 4 | 570 | [5 empty] | 74551 | NA |  | 42.9 |  | WSL |  | Waikato,Te Kawerau a Maki,Ngāti Whātua,Ngāti Maru,Ngāti Whātua o Ōrākei,Ngāti Tamaoho,Ngāti Tamaterā,Ngāi Tai ki Tāmaki,Ngāti Hako,Te Ākitai Waiohua | 2.67 | 3 | 2 | 2016 | te puna wai | no | 5 | 1 | 3 | CCTV Available (0-10 Years Old) & Soil Type Available | 3.2374 | 3 | 1 | 2 | 2.5 | Property Parcels | 4 | NZ River Lines | 1.5 | 1.325 | 0.00010617 | Modelled Flow Data Used & Depth Available | 42.9029 | 14
4168 | 4450 | 934282 | 10087819 | 194902 | DSGNH | Greenhithe Branch Sewer TS22 | Gravity | Pipe | Buried | OP | CONC | None | 1991-01-01 |  |  | dwg | NI | Transmission | Legacy | 2 |  |  | 4 | 525 | [5 empty] | 64750 | NA |  | 53.05 |  | WSL |  | Te Kawerau a Maki,Ngāti Whātua,Ngāti Maru,Ngāti Whātua o Kaipara,Ngāti Whātua o Ōrākei,Ngāti Tamaoho,Ngāti Manuhiri,Ngāti Whanaunga,Ngāti Tamaterā,Ngāti Pāoa,Ngāi Tai ki Tāmaki,Ngāti Hako,Te Ākitai Waiohua | 2 | 2 | 2 | 2015 | te puna wai | no | 1 | 1 | 1 | CCTV Available (0-10 Years Old) & Soil Type Available | 3.2368 | 3 | 2 | 2 | 3.5 | Property Parcels, Building Outlines | 1 |  | 1.5 | 1.35 | 0.072741 | Modelled Flow Data Used & Depth Available | 53.0474 | 8
1200 | 1271 | 15173 | 10004609 | 193562 | DSB09 | Branch 9 Mt Roskill | Gravity | Pipe | Buried | OP | CONC | None | 1946-06-30 | 44.9 | 44.8 | dwg | WI | Transmission | Legacy | 2 |  |  | 4 | 525 | [5 empty] | 74314 | NA |  | 59.75 |  | WSL |  | Waikato,Te Kawerau a Maki,Ngāti Whātua,Ngāti Maru,Ngāti Whātua o Ōrākei,Ngāti Tamaoho,Ngāti Tamaterā,Ngāi Tai ki Tāmaki,Ngāti Hako,Te Ākitai Waiohua | 2.67 | 3 | 2 | 2016 | CCTV Footage Review Log South_Latest.xls | no | 5 | 1 | 3 | CCTV Available (0-10 Years Old) & Soil Type Available | 3.2365 | 3 | 2 | 2 | 3.5 | Building Outlines | 1 |  | 1 | 1.335 | 0.031778 | Modelled Flow Data Used & Depth Available | 59.751 | 14
3465 | 3738 | 933569 | 10087817 | 194747 | DSGNH | Greenhithe Branch Sewer TS22 | Gravity | Pipe | Buried | OP | CONC | None | 1993-01-01 |  |  | dwg | NI | Transmission | Legacy | 2 |  |  | 4 | 525 | [5 empty] | 64748 | NA |  | 91.05 |  | WSL |  | Te Kawerau a Maki,Ngāti Whātua,Ngāti Maru,Ngāti Whātua o Kaipara,Ngāti Whātua o Ōrākei,Ngāti Tamaoho,Ngāti Manuhiri,Ngāti Whanaunga,Ngāti Tamaterā,Ngāti Pāoa,Ngāi Tai ki Tāmaki,Ngāti Hako,Te Ākitai Waiohua | 3 | 3 | 3 | 2016 | te puna wai | no | 1 | 1 | 1 | CCTV Available (0-10 Years Old) & Soil Type Available | 3.2364 | 3 | 2 | 2 | 3.5 | Property Parcels, Building Outlines | 1 |  | 1.5 | 1.35 | 0.073507 | Modelled Flow Data Used & Depth Available | 91.0468 | 14
4265 | 4550 | 934783 | 10087827 | 194904 | DSGNH | Greenhithe Branch Sewer TS22 | Gravity | Pipe | Buried | OP | CONC | PVC | 1994-01-01 |  |  | dwg | NI | Transmission | Legacy | 2 |  |  | 4 | 525 | [5 empty] | 64764 | NA |  | 74.75 |  | WSL |  | Te Kawerau a Maki,Ngāti Whātua,Ngāti Maru,Ngāti Whātua o Kaipara,Ngāti Whātua o Ōrākei,Ngāti Tamaoho,Ngāti Manuhiri,Ngāti Whanaunga,Ngāti Tamaterā,Ngāti Pāoa,Ngāi Tai ki Tāmaki,Ngāti Hako,Te Ākitai Waiohua | 2 | 2 | 2 | 2016 | te puna wai | no | 1 | 1 | 1 | CCTV Available (0-10 Years Old) & Soil Type Available | 3.2364 | 3 | 2 | 2 | 3.5 | Property Parcels, Building Outlines | 1 |  | 1.5 | 1.35 | 0.073507 | Modelled Flow Data Used & Depth Available | 74.746 | 8
1126 | 1188 | 16328 | 10004197 | 193152 | DSB03 | Branch 3 Newmarket | Gravity | Pipe | Encased | OP | VC | None | 1918-06-30 | 52.27 | 51.38 | dwg | OM | Transmission | DC06039 | 2 |  |  | 4 | 450 | [5 empty] | 74014 | NA |  | 35.12 |  | WSL |  | Waikato,Te Kawerau a Maki,Ngāti Whātua,Ngāti Maru,Ngāti Whātua o Ōrākei,Ngāti Tamaoho,Te Patukirikiri,Ngāti Tamaterā,Ngāti Pāoa,Ngāi Tai ki Tāmaki,Ngāti Hako,Te Ākitai Waiohua | 4 | 4 | 4 | 2009 | te puna wai | no | 5 | 1 | 4 | CCTV Available (10-20 Years Old) & Soil Type Available | 3.236 | 3 | 2 | 2 | 3.5 | Property Parcels, Building Outlines | 1 |  | 1 | 1.335 | 0.032756 | Modelled Flow Data Used & Depth Available | 35.1241 | 18
3211 | 3475 | 916820 | 10090271 | 194684 | DSECB | East Coast Bays Branch Sewer TS7 | Rising | Pipe | Buried | OP | CLS | None | 1963-01-01 |  |  | dwg | NI | Transmission | Legacy | 2 |  |  | 4 | 550 | [5 empty] | 64609 | NA |  | 1257.21 |  | WSL |  | Te Kawerau a Maki,Ngāti Whātua,Ngāti Maru,Ngāti Whātua o Ōrākei,Ngāti Tamaoho,Ngāti Manuhiri,Te Patukirikiri,Ngāti Whanaunga,Ngāti Tamaterā,Ngāti Pāoa,Ngāi Tai ki Tāmaki,Ngāti Hako,Te Ākitai Waiohua | 4.58 | 5 |  |  |  | no | 5 | 1 | 5 | CCTV NOT Available or Over 30 Years Old & Soil Type Available | 3.236 | 3 | 2 | 5 | 3.5 | Property Parcels, Building Outlines, Public Park & Sports Area | 1 |  | 1.5 | 1.54 | 0.4 | Diameter Used For Flow Approximation & Depth Available | 1257.2094 | 22
2949 | 3207 | 2569292 | 10089151 | 193225 | DPSI1 | Sidmouth Pump Station | Rising | Pipe | Buried | OP | CLS | None | 1963-01-01 |  |  | dwg | NI | Transmission | Legacy | 2 |  |  | 4 | 550 | [5 empty] | 63823 | NA |  | 5.12 |  | WSL |  | Te Kawerau a Maki,Ngāti Whātua,Ngāti Maru,Ngāti Whātua o Ōrākei,Ngāti Tamaoho,Ngāti Manuhiri,Te Patukirikiri,Ngāti Whanaunga,Ngāti Tamaterā,Ngāti Pāoa,Ngāi Tai ki Tāmaki,Ngāti Hako,Te Ākitai Waiohua | 4.58 | 5 |  |  |  | no | 5 | 1 | 5 | CCTV NOT Available or Over 30 Years Old & Soil Type Available | 3.236 | 3 | 2 | 5 | 3.5 | Building Outlines | 1 |  | 1.5 | 1.54 | 0.4 | Diameter Used For Flow Approximation & Depth Available | 5.1212 | 22
3776 | 4051 | 915981 | 10089152 | 192999 | DPSI1 | Sidmouth Pump Station | Rising | Pipe | Buried | OP | CONC | None | 1961-01-01 |  |  | dwg | NI | Transmission | Legacy | 2 |  |  | 4 | 550 | [5 empty] | 63824 | NA |  | 3.74 |  | WSL |  | Te Kawerau a Maki,Ngāti Whātua,Ngāti Maru,Ngāti Whātua o Ōrākei,Ngāti Tamaoho,Ngāti Manuhiri,Te Patukirikiri,Ngāti Whanaunga,Ngāti Tamaterā,Ngāti Pāoa,Ngāi Tai ki Tāmaki,Ngāti Hako,Te Ākitai Waiohua | 3.17 | 3 |  |  |  | no | 5 | 1 | 3 | CCTV NOT Available or Over 30 Years Old & Soil Type Available | 3.236 | 3 | 2 | 5 | 3.5 | Building Outlines | 1 |  | 1.5 | 1.54 | 0.4 | Diameter Used For Flow Approximation & Depth Available | 3.7417 | 14
4762 | 746099 | 5725748 | 0 | 82770479 | DSMIL | Milldale Branch Sewer | Rising | Pipe | Buried | OP | PE | None | 2021-05-28 | 13.9 | 17.22 | 0.1s | NI | Transmission | 2012755.00 | 2 |  |  |  | 560 | ASBUILT | ASBUILT | ASBUILT | ASBUILT | CONS | 82762815 |  |  | 306.53 | ASBUILT | WSL |  | Te Kawerau a Maki,Ngāti Whātua,Ngāti Maru,Ngāti Manuhiri,Ngāti Whanaunga,Ngāti Tamaterā,Ngāti Pāoa,Ngāi Tai ki Tāmaki,Ngāti Hako,Te Ākitai Waiohua | 1.59 | 2 |  |  |  | no | 3 | 3 | 1 | CCTV NOT Available or Over 30 Years Old & Soil Type Not Available | 3.236 | 3 | 2 | 5 | 3.5 | Building Outlines | 1 |  | 1.5 | 1.54 | 0.4 | Diameter Used For Flow Approximation & Depth Available | 306.529 | 8
4220 | 4505 | 958804 | 10089131 | 193130 | DPLNO | Lake Road (Northcote) Pump Station | Rising | Pipe | Buried | OP | PE | None | 1965-01-01 |  |  | dwg | NI | Transmission | Legacy | 2 |  |  | 4 | 560 | [5 empty] | 63516 | NA |  | 6.5 |  | WSL |  | Te Kawerau a Maki,Ngāti Whātua,Ngāti Maru,Ngāti Whātua o Ōrākei,Ngāti Tamaoho,Ngāti Manuhiri,Te Patukirikiri,Ngāti Whanaunga,Ngāti Tamaterā,Ngāti Pāoa,Ngāi Tai ki Tāmaki,Ngāti Hako,Te Ākitai Waiohua | 1.71 | 2 |  |  |  | no | 1 | 1 | 2 | CCTV NOT Available or Over 30 Years Old & Soil Type Available | 3.236 | 3 | 2 | 5 | 3.5 | Building Outlines | 1 |  | 1.5 | 1.54 | 0.4 | Diameter Used For Flow Approximation & Depth Available | 6.498 | 8
3026 | 3287 | 2569213 | 10089097 | 192886 | DPALB | Albany Pump Station | Rising | Pipe | Buried | OP | CLS | None | 1992-07-01 |  |  | dwg | NI | Transmission | Legacy | 2 |  |  | 4 | 525 | [5 empty] | 62845 | NA |  | 2.55 |  | WSL |  | Te Kawerau a Maki,Ngāti Whātua,Ngāti Maru,Ngāti Whātua o Kaipara,Ngāti Whātua o Ōrākei,Ngāti Tamaoho,Ngāti Manuhiri,Ngāti Whanaunga,Ngāti Tamaterā,Ngāti Pāoa,Ngāi Tai ki Tāmaki,Ngāti Hako,Te Ākitai Waiohua | 1.92 | 2 |  |  |  | no | 1 | 3 | 2 | CCTV NOT Available or Over 30 Years Old & Soil Type Available | 3.236 | 3 | 2 | 5 | 3.5 | Property Parcels, Building Outlines | 1 |  | 1.5 | 1.54 | 0.4 | Diameter Used For Flow Approximation & Depth Available | 2.5543 | 8
3796 | 4071 | 918595 | 10087816 | 195273 | DSGNH | Greenhithe Branch Sewer TS22 | Siphon | Pipe | Buried | OP | CONC | None | 1993-01-01 |  |  | dwg | NI | Transmission | Legacy | 2 |  |  | 4 | 525 | [5 empty] | 64747 | NA |  | 1.99 |  | WSL |  | Te Kawerau a Maki,Ngāti Whātua,Ngāti Maru,Ngāti Whātua o Kaipara,Ngāti Whātua o Ōrākei,Ngāti Tamaoho,Ngāti Manuhiri,Ngāti Whanaunga,Ngāti Tamaterā,Ngāti Pāoa,Ngāi Tai ki Tāmaki,Ngāti Hako,Te Ākitai Waiohua | 1 | 1 |  |  |  | no | 1 | 1 | 1 | CCTV NOT Available or Over 30 Years Old & Soil Type Available | 3.236 | 3 | 2 | 5 | 3.5 | Property Parcels, Building Outlines | 1 |  | 1.5 | 1.54 | 0.4 | Diameter Used For Flow Approximation & Depth Available | 1.9864 | 4
1124 | 1186 | 16329 | 10004196 | 193548 | DSB03 | Branch 3 Newmarket | Gravity | Pipe | Encased | OP | VC | None | 1918-06-30 | 51.38 | 50.5 | dwg | OM | Transmission | DC06039 | 2 |  |  | 4 | 450 | [5 empty] | 74013 | NA |  | 43.07 |  | WSL |  | Waikato,Te Kawerau a Maki,Ngāti Whātua,Ngāti Maru,Ngāti Whātua o Ōrākei,Ngāti Tamaoho,Te Patukirikiri,Ngāti Tamaterā,Ngāti Pāoa,Ngāi Tai ki Tāmaki,Ngāti Hako,Te Ākitai Waiohua | 3.34 | 3 | 2 | 2009 | te puna wai | no | 5 | 1 | 4 | CCTV Available (10-20 Years Old) & Soil Type Available | 3.236 | 3 | 2 | 2 | 3.5 | Property Parcels, Building Outlines | 1 |  | 1 | 1.335 | 0.032868 | Modelled Flow Data Used & Depth Available | 43.066 | 14
1125 | 1187 | 15557 | 10004195 | 193392 | DSB03 | Branch 3 Newmarket | Gravity | Pipe | Encased | OP | VC | None | 1918-06-30 | 50.5 | 50.04 | dwg | OM | Transmission | Legacy | 2 |  |  | 4 | 450 | [5 empty] | 74012 | NA |  | 24.79 |  | WSL |  | Waikato,Te Kawerau a Maki,Ngāti Whātua,Ngāti Maru,Ngāti Whātua o Ōrākei,Ngāti Tamaoho,Te Patukirikiri,Ngāti Tamaterā,Ngāti Pāoa,Ngāi Tai ki Tāmaki,Ngāti Hako,Te Ākitai Waiohua | 2.8 | 3 | 2 | 2009 | te puna wai | no | 1 | 1 | 4 | CCTV Available (10-20 Years Old) & Soil Type Available | 3.236 | 3 | 2 | 2 | 3.5 | Property Parcels, Building Outlines | 1 |  | 1 | 1.335 | 0.032916 | Modelled Flow Data Used & Depth Available | 24.7892 | 14
1196 | 1267 | 15411 | 10004605 | 193561 | DSB09 | Branch 9 Mt Roskill | Gravity | Pipe | Buried | OP | CONC | None | 1946-06-30 | 44.27 | 44.03 | dwg | WI | Transmission | Legacy | 2 |  |  | 4 | 525 | [5 empty] | 74310 | NA |  | 155 |  | WSL |  | Waikato,Te Kawerau a Maki,Ngāti Whātua,Ngāti Maru,Ngāti Whātua o Ōrākei,Ngāti Tamaoho,Ngāti Tamaterā,Ngāi Tai ki Tāmaki,Ngāti Hako,Te Ākitai Waiohua | 2.67 | 3 | 2 | 2016 | CCTV Footage Review Log South_Latest.xls | no | 5 | 1 | 3 | CCTV Available (0-10 Years Old) & Soil Type Available | 3.2359 | 3 | 2 | 2 | 3.5 | Property Parcels, Building Outlines | 1 |  | 1 | 1.335 | 0.033055 | Modelled Flow Data Used & Depth Available | 155.0009 | 14
848 | 888 | 16362 | 10005077 | 193706 | DSBBH | Bucklands Beach Branch | Gravity | Pipe | Buried | OP | CONC | None | 1966-06-30 | 15.27 | 14.93 | dwg | HI | Transmission | Legacy | 2 |  |  | 4 | 450 | [5 empty] | 74596 | NA |  | 86.02 |  | WSL |  | Waikato,Ngāti Maru,Ngāti Tamaoho,Te Patukirikiri,Ngāti Whanaunga,Ngāti Tamaterā,Ngāti Pāoa,Ngāi Tai ki Tāmaki,Ngāti Hako,Te Ākitai Waiohua | 2 | 2 | 2 | 2018 | te puna wai | no | 1 | 1 | 2 | CCTV Available (0-10 Years Old) & Soil Type Available | 3.2359 | 3 | 2 | 2 | 3.5 | Property Parcels, Building Outlines | 1 |  | 1 | 1.335 | 0.033055 | Modelled Flow Data Used & Depth Available | 86.0197 | 8
3 | 3 | 16180 | 10005897 | 195450 | DSHIN | Howick Interceptor | Gravity | Pipe | Buried | OP | CONC | None | 1964-06-30 | 22.23 | 21.81 | dwg | HI | Transmission | Legacy | 1 |  |  | 4 | 450 | [5 empty] | 75470 | NA |  | 98.8 |  | WSL |  | Waikato,Ngāti Maru,Ngāti Tamaoho,Te Patukirikiri,Ngāti Whanaunga,Ngāti Tamaterā,Ngāti Pāoa,Ngāi Tai ki Tāmaki,Ngāti Hako,Te Ākitai Waiohua | 3 | 3 | 3 | 2015 | CCTV Footage Review Log South_Latest.xls | no | 5 | 1 | 2 | CCTV Available (0-10 Years Old) & Soil Type Available | 3.2359 | 3 | 2 | 2 | 3.5 | Property Parcels, Building Outlines | 1 |  | 1 | 1.335 | 0.033081 | Modelled Flow Data Used & Depth Available | 98.8004 | 14
849 | 889 | 16361 | 10005076 | 194144 | DSBBH | Bucklands Beach Branch | Gravity | Pipe | Buried | OP | CONC | None | 1966-06-30 | 14.93 | 14.6 | dwg | HI | Transmission | Legacy | 2 |  |  | 4 | 450 | [5 empty] | 74595 | NA |  | 90.23 |  | WSL |  | Waikato,Ngāti Maru,Ngāti Tamaoho,Te Patukirikiri,Ngāti Whanaunga,Ngāti Tamaterā,Ngāti Pāoa,Ngāi Tai ki Tāmaki,Ngāti Hako,Te Ākitai Waiohua | 2 | 2 | 2 | 2018 | te puna wai | no | 1 | 1 | 2 | CCTV Available (0-10 Years Old) & Soil Type Available | 3.2359 | 3 | 2 | 2 | 3.5 | Property Parcels, Building Outlines | 1 |  | 1 | 1.335 | 0.033087 | Modelled Flow Data Used & Depth Available | 90.2328 | 8
2 | 2 | 16181 | 10005898 | 194770 | DSHIN | Howick Interceptor | Gravity | Pipe | Buried | OP | CONC | None | 1964-06-30 | 22.59 | 22.23 | dwg | HI | Transmission | Legacy | 1 |  |  | 4 | 450 | [5 empty] | 75471 | NA |  | 81.44 |  | WSL |  | Waikato,Ngāti Maru,Ngāti Tamaoho,Te Patukirikiri,Ngāti Whanaunga,Ngāti Tamaterā,Ngāti Pāoa,Ngāi Tai ki Tāmaki,Ngāti Hako,Te Ākitai Waiohua | 3 | 3 | 3 | 2015 | CCTV Footage Review Log South_Latest.xls | no | 5 | 1 | 2 | CCTV Available (0-10 Years Old) & Soil Type Available | 3.2358 | 3 | 2 | 2 | 3.5 | Property Parcels, Building Outlines | 1 |  | 1 | 1.335 | 0.033135 | Modelled Flow Data Used & Depth Available | 81.4413 | 14
851 | 891 | 16359 | 10005074 | 193898 | DSBBH | Bucklands Beach Branch | Gravity | Pipe | Buried | OP | CONC | None | 1966-06-30 | 14.27 | 13.78 | dwg | HI | Transmission | Legacy | 2 |  |  | 4 | 450 | [5 empty] | 74593 | NA |  | 134.78 |  | WSL |  | Waikato,Ngāti Maru,Ngāti Tamaoho,Te Patukirikiri,Ngāti Whanaunga,Ngāti Tamaterā,Ngāti Pāoa,Ngāi Tai ki Tāmaki,Ngāti Hako,Te Ākitai Waiohua | 2 | 2 | 2 | 2018 | te puna wai | no | 1 | 1 | 2 | CCTV Available (0-10 Years Old) & Soil Type Available | 3.2358 | 3 | 2 | 2 | 3.5 | Property Parcels, Building Outlines | 1 |  | 1 | 1.335 | 0.033264 | Modelled Flow Data Used & Depth Available | 134.7815 | 8
6 | 6 | 16177 | 10005990 | 194793 | DSHIN | Howick Interceptor | Gravity | Pipe | Buried | OP | CONC | None | 1964-06-30 | 21.02 | 20.7 | dwg | HI | Transmission | Legacy | 1 |  |  | 4 | 450 | [5 empty] | 75467 | NA |  | 75.65 |  | WSL |  | Waikato,Ngāti Maru,Ngāti Tamaoho,Te Patukirikiri,Ngāti Whanaunga,Ngāti Tamaterā,Ngāti Pāoa,Ngāi Tai ki Tāmaki,Ngāti Hako,Te Ākitai Waiohua | 3 | 3 | 3 | 2015 | CCTV Footage Review Log South_Latest.xls | no | 5 | 1 | 2 | CCTV Available (0-10 Years Old) & Soil Type Available | 3.2355 | 3 | 2 | 2 | 3.5 | Property Parcels, Building Outlines | 1 |  | 1 | 1.335 | 0.033833 | Modelled Flow Data Used & Depth Available | 75.6518 | 14
5 | 5 | 16178 | 10005991 | 195318 | DSHIN | Howick Interceptor | Gravity | Pipe | Buried | OP | CONC | None | 1964-06-30 | 21.47 | 21.02 | dwg | HI | Transmission | Legacy | 1 |  |  | 4 | 450 | [5 empty] | 75468 | NA |  | 104.49 |  | WSL |  | Waikato,Ngāti Maru,Ngāti Tamaoho,Te Patukirikiri,Ngāti Whanaunga,Ngāti Tamaterā,Ngāti Pāoa,Ngāi Tai ki Tāmaki,Ngāti Hako,Te Ākitai Waiohua | 3 | 3 | 3 | 2015 | CCTV Footage Review Log South_Latest.xls | no | 5 | 1 | 2 | CCTV Available (0-10 Years Old) & Soil Type Available | 3.2355 | 3 | 2 | 2 | 3.5 | Property Parcels, Building Outlines | 1 |  | 1 | 1.335 | 0.033837 | Modelled Flow Data Used & Depth Available | 104.4878 | 14
4 | 4 | 16179 | 10005896 | 194923 | DSHIN | Howick Interceptor | Gravity | Pipe | Buried | OP | CONC | None | 1964-06-30 | 21.81 | 21.47 | dwg | HI | Transmission | Legacy | 1 |  |  | 4 | 450 | [5 empty] | 75469 | NA |  | 80.27 |  | WSL |  | Waikato,Ngāti Maru,Ngāti Tamaoho,Te Patukirikiri,Ngāti Whanaunga,Ngāti Tamaterā,Ngāti Pāoa,Ngāi Tai ki Tāmaki,Ngāti Hako,Te Ākitai Waiohua | 3 | 3 | 3 | 2015 | CCTV Footage Review Log South_Latest.xls | no | 5 | 1 | 2 | CCTV Available (0-10 Years Old) & Soil Type Available | 3.2355 | 3 | 2 | 2 | 3.5 | Property Parcels, Building Outlines | 1 |  | 1 | 1.335 | 0.033901 | Modelled Flow Data Used & Depth Available | 80.2745 | 14
946 | 998 | 16324 | 10004836 | 193865 | DSB3D | Branch 3 Diversion | Gravity | Pipe | Buried | OP | ABS | None | 1992-07-01 | 43.76 | 42.89 | dwg | OM | Transmission | Legacy | 2 |  |  | 4 | 450 | [5 empty] | 74422 | NA |  | 60.43 |  | WSL |  | Waikato,Te Kawerau a Maki,Ngāti Whātua,Ngāti Maru,Ngāti Whātua o Ōrākei,Ngāti Tamaoho,Te Patukirikiri,Ngāti Tamaterā,Ngāti Pāoa,Ngāi Tai ki Tāmaki,Ngāti Hako,Te Ākitai Waiohua | 1 | 1 | 1 | 2012 | te puna wai | no | 1 | 1 | 1 | CCTV Available (10-20 Years Old) & Soil Type Available | 3.2354 | 3 | 2 | 2 | 3.5 | Property Parcels, Building Outlines | 1 |  | 1 | 1.335 | 0.034043 | Modelled Flow Data Used & Depth Available | 60.4278 | 4
533 | 556 | 16541 | 10009308 | 197362 | DSWIN | Western Interceptor | Gravity | Pipe | Buried | OP | CONC | None | 1964-06-30 | 2.6 | 2.46 | dwg | WI | Transmission | Legacy | 1 |  |  | 4 | 1350 | [5 empty] | 78419 | NA |  | 97.76 |  | WSL |  | Waikato,Te Kawerau a Maki,Ngāti Whātua,Ngāti Whātua o Ōrākei,Ngāti Tamaoho,Ngāti Tamaterā,Ngāi Tai ki Tāmaki,Te Ākitai Waiohua | 3 | 3 | 3 | 2016 | te puna wai | no | 1 | 3 | 2 | CCTV Available (0-10 Years Old) & Soil Type Available | 3.2352 | 3 | 5 | 5 | 1 |  | 1 |  | 5 | 0.895 | 0.26694 | Modelled Flow Data Used & Depth Available | 97.7607 | 14
534 | 557 | 16540 | 10009307 | 197802 | DSWIN | Western Interceptor | Gravity | Pipe | Buried | OP | CONC | None | 1964-06-30 | 2.46 | 2.32 | dwg | WI | Transmission | Legacy | 1 |  |  | 4 | 1350 | [5 empty] | 78418 | NA |  | 119.93 |  | WSL |  | Waikato,Te Kawerau a Maki,Ngāti Whātua,Ngāti Whātua o Ōrākei,Ngāti Tamaoho,Ngāti Tamaterā,Ngāi Tai ki Tāmaki,Te Ākitai Waiohua | 2 | 2 | 2 | 2016 | te puna wai | no | 1 | 3 | 2 | CCTV Available (0-10 Years Old) & Soil Type Available | 3.2351 | 3 | 5 | 5 | 1 |  | 1 |  | 5 | 0.895 | 0.26692 | Modelled Flow Data Used & Depth Available | 119.9277 | 8
535 | 558 | 16538 | 10009306 | 197757 | DSWIN | Western Interceptor | Gravity | Pipe | Buried | OP | CONC | None | 1964-06-30 | 2.32 | 2.18 | dwg | WI | Transmission | Legacy | 1 |  |  | 4 | 1350 | [5 empty] | 78417 | NA |  | 120.7 |  | WSL |  | Waikato,Te Kawerau a Maki,Ngāti Whātua,Ngāti Whātua o Ōrākei,Ngāti Tamaoho,Ngāti Tamaterā,Ngāi Tai ki Tāmaki,Te Ākitai Waiohua | 3 | 3 | 3 | 2016 | te puna wai | no | 1 | 3 | 2 | CCTV Available (0-10 Years Old) & Soil Type Available | 3.2349 | 3 | 5 | 5 | 1 |  | 1 |  | 5 | 0.895 | 0.26685 | Modelled Flow Data Used & Depth Available | 120.7048 | 14
7 | 7 | 16176 | 10005989 | 195473 | DSHIN | Howick Interceptor | Gravity | Pipe | Buried | OP | CONC | None | 1964-06-30 | 20.7 | 20.38 | dwg | HI | Transmission | Legacy | 1 |  |  | 4 | 450 | [5 empty] | 75466 | NA |  | 72.12 |  | WSL |  | Waikato,Ngāti Maru,Ngāti Tamaoho,Te Patukirikiri,Ngāti Whanaunga,Ngāti Tamaterā,Ngāti Pāoa,Ngāi Tai ki Tāmaki,Ngāti Hako,Te Ākitai Waiohua | 2.27 | 2 | 2 | 2015 | CCTV Footage Review Log South_Latest.xls | no | 5 | 1 | 2 | CCTV Available (0-10 Years Old) & Soil Type Available | 3.2349 | 3 | 2 | 2 | 3.5 | Property Parcels, Building Outlines | 1 |  | 1 | 1.335 | 0.034988 | Modelled Flow Data Used & Depth Available | 72.1175 | 8
532 | 555 | 16542 | 10009309 | 197976 | DSWIN | Western Interceptor | Gravity | Pipe | Buried | OP | CONC | None | 1964-06-30 | 2.71 | 2.6 | dwg | WI | Transmission | Legacy | 1 |  |  | 4 | 1350 | [5 empty] | 78420 | NA |  | 96.87 |  | WSL |  | Waikato,Te Kawerau a Maki,Ngāti Whātua,Ngāti Whātua o Ōrākei,Ngāti Tamaoho,Ngāti Tamaterā,Ngāi Tai ki Tāmaki,Te Ākitai Waiohua | 3 | 3 | 3 | 2016 | te puna wai | no | 1 | 3 | 2 | CCTV Available (0-10 Years Old) & Soil Type Available | 3.2344 | 3 | 5 | 5 | 1 |  | 1 |  | 5 | 0.895 | 0.26662 | Modelled Flow Data Used & Depth Available | 96.87 | 14
530 | 553 | 16544 | 10009311 | 197803 | DSWIN | Western Interceptor | Gravity | Pipe | Buried | OP | CONC | None | 1964-06-30 | 3 | 2.85 | dwg | WI | Transmission | Legacy | 1 |  |  | 4 | 1350 | [5 empty] | 78422 | NA |  | 127.68 |  | WSL |  | Waikato,Te Kawerau a Maki,Ngāti Whātua,Ngāti Whātua o Ōrākei,Ngāti Tamaoho,Ngāti Tamaterā,Ngāi Tai ki Tāmaki,Te Ākitai Waiohua | 2 | 2 | 2 | 2016 | te puna wai | no | 1 | 3 | 2 | CCTV Available (0-10 Years Old) & Soil Type Available | 3.2343 | 3 | 5 | 5 | 1 |  | 1 |  | 5 | 0.895 | 0.26659 | Modelled Flow Data Used & Depth Available | 127.6776 | 8
531 | 554 | 16543 | 10009310 | 197758 | DSWIN | Western Interceptor | Gravity | Pipe | Buried | OP | CONC | None | 1964-06-30 | 2.85 | 2.71 | dwg | WI | Transmission | Legacy | 1 |  |  | 4 | 1350 | [5 empty] | 78421 | NA |  | 115.34 |  | WSL |  | Waikato,Te Kawerau a Maki,Ngāti Whātua,Ngāti Whātua o Ōrākei,Ngāti Tamaoho,Ngāti Tamaterā,Ngāi Tai ki Tāmaki,Te Ākitai Waiohua | 3 | 3 | 3 | 2016 | te puna wai | no | 1 | 3 | 2 | CCTV Available (0-10 Years Old) & Soil Type Available | 3.2342 | 3 | 5 | 5 | 1 |  | 1 |  | 5 | 0.895 | 0.26652 | Modelled Flow Data Used & Depth Available | 115.3447 | 14
526 | 549 | 17483 | 10009317 | 197978 | DSWIN | Western Interceptor | Gravity | Pipe | Buried | OP | CONC | None | 1964-06-30 | 3.63 | 3.61 | dwg | WI | Transmission | Legacy | 1 |  |  | 4 | 1350 | [5 empty] | 78429 | NA |  | 13.81 |  | WSL |  | Waikato,Te Kawerau a Maki,Ngāti Whātua,Ngāti Whātua o Ōrākei,Ngāti Tamaoho,Ngāti Tamaterā,Ngāi Tai ki Tāmaki,Te Ākitai Waiohua | 2 | 2 | 2 | 2016 | te puna wai | no | 1 | 3 | 2 | CCTV Available (0-10 Years Old) & Soil Type Available | 3.2341 | 3 | 5 | 5 | 1 |  | 1 |  | 5 | 0.895 | 0.2665 | Modelled Flow Data Used & Depth Available | 13.8097 | 8
8 | 8 | 16175 | 10005988 | 194946 | DSHIN | Howick Interceptor | Gravity | Pipe | Buried | OP | CONC | None | 1964-06-30 | 20.38 | 19.62 | dwg | HI | Transmission | Legacy | 1 |  |  | 4 | 450 | [5 empty] | 75465 | NA |  | 96.73 |  | WSL |  | Waikato,Ngāti Maru,Ngāti Tamaoho,Te Patukirikiri,Ngāti Whanaunga,Ngāti Tamaterā,Ngāti Pāoa,Ngāi Tai ki Tāmaki,Ngāti Hako,Te Ākitai Waiohua | 3 | 3 | 3 | 2015 | CCTV Footage Review Log South_Latest.xls | no | 5 | 1 | 2 | CCTV Available (0-10 Years Old) & Soil Type Available | 3.234 | 3 | 2 | 2 | 3.5 | Property Parcels, Building Outlines | 1 |  | 1 | 1.335 | 0.036851 | Modelled Flow Data Used & Depth Available | 96.7304 | 14
316 | 328 | 17201 | 10009316 | 197364 | DSWIN | Western Interceptor | Gravity | Pipe | Bridged | OP | CLS | None | 1964-06-30 | 3.61 | 3.51 | dwg | WI | Transmission | Legacy | 1 |  |  | 4 | 1310 | [5 empty] | 78427 | NA |  | 93.84 |  | WSL |  | Waikato,Te Kawerau a Maki,Ngāti Whātua,Ngāti Whātua o Ōrākei,Ngāti Tamaoho,Ngāti Tamaterā,Ngāi Tai ki Tāmaki,Te Ākitai Waiohua | 3.47 | 3 | 3 | 2016 | te puna wai | no | 1 | 1 | 5 | CCTV Available (0-10 Years Old) & Soil Type Not Available | 3.234 | 3 | 5 | 5 | 1 |  | 1 | Ocean Intercept, Significant Ecological Area - SEA-M2-54 | 5 | 0.895 | 0.26644 | Modelled Flow Data Used & Depth Available | 93.8412 | 14
317 | 329 | 17202 | 10009315 | 197804 | DSWIN | Western Interceptor | Gravity | Pipe | Buried | OP | CONC | None | 1964-06-30 | 3.51 | 3.47 | dwg | WI | Transmission | Legacy | 1 |  |  | 4 | 1350 | [5 empty] | 78426 | NA |  | 34.92 |  | WSL |  | Waikato,Te Kawerau a Maki,Ngāti Whātua,Ngāti Whātua o Ōrākei,Ngāti Tamaoho,Ngāti Tamaterā,Ngāi Tai ki Tāmaki,Te Ākitai Waiohua | 2 | 2 | 2 | 2016 | te puna wai | no | 1 | 3 | 2 | CCTV Available (0-10 Years Old) & Soil Type Available | 3.2339 | 3 | 5 | 5 | 1 |  | 1 | Ocean Intercept | 5 | 0.895 | 0.26642 | Modelled Flow Data Used & Depth Available | 34.9152 | 8
527 | 550 | 16547 | 10009314 | 197759 | DSWIN | Western Interceptor | Gravity | Pipe | Buried | OP | CONC | None | 1964-06-30 | 3.47 | 3.32 | dwg | WI | Transmission | Legacy | 1 |  |  | 4 | 1350 | [5 empty] | 78425 | NA |  | 124.31 |  | WSL |  | Waikato,Te Kawerau a Maki,Ngāti Whātua,Ngāti Whātua o Ōrākei,Ngāti Tamaoho,Ngāti Tamaterā,Ngāi Tai ki Tāmaki,Te Ākitai Waiohua | 3 | 3 | 3 | 2016 | te puna wai | no | 1 | 3 | 2 | CCTV Available (0-10 Years Old) & Soil Type Available | 3.2337 | 3 | 5 | 5 | 1 |  | 1 |  | 5 | 0.895 | 0.26634 | Modelled Flow Data Used & Depth Available | 124.3053 | 14
529 | 552 | 16545 | 10009312 | 197363 | DSWIN | Western Interceptor | Gravity | Pipe | Buried | OP | CONC | None | 1964-06-30 | 3.14 | 3 | dwg | WI | Transmission | Legacy | 1 |  |  | 4 | 1350 | [5 empty] | 78423 | NA |  | 124.3 |  | WSL |  | Waikato,Te Kawerau a Maki,Ngāti Whātua,Ngāti Whātua o Ōrākei,Ngāti Tamaoho,Ngāti Tamaterā,Ngāi Tai ki Tāmaki,Te Ākitai Waiohua | 2 | 2 | 2 | 2016 | te puna wai | no | 1 | 3 | 2 | CCTV Available (0-10 Years Old) & Soil Type Available | 3.2333 | 3 | 5 | 5 | 1 |  | 1 |  | 5 | 0.895 | 0.26619 | Modelled Flow Data Used & Depth Available | 124.3006 | 8
1854 | 2028 | 15906 | 10006361 | 195636 | DSMAN | Manurewa Branch | Gravity | Pipe | Buried | OP | CONC | None | 1966-06-30 | 18.95 | 18.2 | dwg | SI | Transmission | Legacy | 2 |  |  | 4 | 450 | [5 empty] | 75746 | NA |  | 64.88 |  | WSL |  | Waikato,Ngāti Maru,Ngāti Tamaoho,Ngāti Whanaunga,Ngāti Tamaterā,Ngāti Pāoa,Ngāi Tai ki Tāmaki,Ngāti Hako,Te Ākitai Waiohua | 2.33 | 2 | 2 | 2009 | te puna wai | yes | 5 | 1 | 2 | CCTV Available (10-20 Years Old) & Soil Type Available | 3.2325 | 3 | 1 | 2 | 3.5 | Property Parcels, Building Outlines | 1 |  | 1 | 1.335 | 0.015932 | Modelled Flow Data Used & Depth Available | 64.7712 | 8
3254 | 3518 | 922685 | 10090140 | 194318 | DSECB | East Coast Bays Branch Sewer TS7 | Gravity | Pipe | Buried | OP | CONC | None | 2005-03-30 | -2.65 | -2.68 | dwg | NI | Transmission | Legacy | 2 |  |  | 4 | 1060 | [5 empty] | 64556 | NA |  | 24.42 |  | WSL |  | Te Kawerau a Maki,Ngāti Whātua,Ngāti Maru,Ngāti Whātua o Ōrākei,Ngāti Tamaoho,Ngāti Manuhiri,Te Patukirikiri,Ngāti Whanaunga,Ngāti Tamaterā,Ngāti Pāoa,Ngāi Tai ki Tāmaki,Ngāti Hako,Te Ākitai Waiohua | 2 | 2 | 2 | 2016 | te puna wai | no | 5 | 1 | 1 | CCTV Available (0-10 Years Old) & Soil Type Available | 3.2325 | 3 | 3 | 4 | 2.5 | Property Parcels | 1 |  | 5 | 1.295 | 0.13017 | Modelled Flow Data Used & Depth Available | 24.4162 | 8
4407 | 4703 | 2734749 | 10105544 | 195171 | DSGLE | Glen Eden Branch | Gravity | Pipe | Buried | OP | CONC | None | 2017-12-24 | 17.7 | 17.07 | 0.1s | WI | Transmission | T0001202 | 2 |  |  | 4 | 600 | [5 empty] | 75226 | NA |  | 107.38 |  | WSL |  | Te Kawerau a Maki,Ngāti Whātua,Ngāti Whātua o Ōrākei,Ngāti Tamaoho,Ngāti Tamaterā,Te Ākitai Waiohua | 1.97 | 2 |  |  |  | no | 5 | 3 | 1 | CCTV NOT Available or Over 30 Years Old & Soil Type Available | 3.23 | 3 | 3 | 3 | 1 |  | 4 | NZ River Lines | 5 | 1.05 | 0.6 | Diameter Used For Flow Approximation & Depth Available | 107.3797 | 8
2871 | 3124 | 1673256 | 10080553 | 195527 | DSMND | Manurewa Branch Diversion | Gravity | Pipe | Buried | OP | CONC | None | 2013-07-05 | 6.47 | 6.2 | 0.1s | SI | Transmission | T0000419 | 2 |  |  | 4 | 625 | [5 empty] | 75870 | NA |  | 33.76 |  | WSL |  | Waikato,Ngāti Maru,Ngāti Tamaoho,Ngāti Whanaunga,Ngāti Tamaterā,Ngāti Pāoa,Ngāi Tai ki Tāmaki,Ngāti Hako,Te Ākitai Waiohua | 1.76 | 2 |  |  |  | no | 5 | 1 | 1 | CCTV NOT Available or Over 30 Years Old & Soil Type Available | 3.23 | 3 | 3 | 3 | 1 |  | 4 | NZ River Lines | 5 | 1.05 | 0.6 | Diameter Used For Flow Approximation & Depth Available | 33.7573 | 8
4437 | 4733 | 4521903 | 10106861 | 196249 | DSPKE | Pukekohe Branch Sewer | Rising | Pipe | Buried | OP | GRP | None | 2017-08-01 |  |  | 0.1s | SI | Transmission | T0001200 | 2 |  |  | 4 | 650 | [5 empty] | 76839 | NA |  | 321.78 |  | WSL |  |  | 1.59 | 2 |  |  |  | no | 3 | 3 | 1 | CCTV NOT Available or Over 30 Years Old & Soil Type Not Available | 3.23 | 3 | 3 | 5 | 1 |  | 4 | NZ River Lines | 1.5 | 1.05 | 0.6 | Diameter Used For Flow Approximation & Depth Available | 321.781 | 8
4715 | 745469 | 5724195 | 0 | 82770449 | DSMIL | Milldale Branch Sewer | Gravity | Pipe | Buried | OP | CONC | None | 2021-02-26 | 9.43 | 9.14 | 0.1s | NI | Transmission | 2012755.00 | 2 |  |  |  | 675 | ASBUILT | ASBUILT | ASBUILT | ASBUILT | CONS | 82750944 |  |  | 73.37 | ASBUILT | WSL |  | Te Kawerau a Maki,Ngāti Whātua,Ngāti Maru,Ngāti Whātua o Kaipara,Ngāti Manuhiri,Ngāti Whanaunga,Ngāti Tamaterā,Ngāti Pāoa,Ngāi Tai ki Tāmaki,Ngāti Hako,Te Ākitai Waiohua | 1.59 | 2 |  |  |  | no | 3 | 3 | 1 | CCTV NOT Available or Over 30 Years Old & Soil Type Not Available | 3.23 | 3 | 3 | 3 | 1 |  | 4 | NZ River Lines | 5 | 1.05 | 0.6 | Diameter Used For Flow Approximation & Depth Available | 73.3656 | 8
4734 | 745496 | 5724183 | 0 | 82770437 | DSMIL | Milldale Branch Sewer | Gravity | Pipe | Buried | OP | CONC | None | 2021-02-26 | 14.48 | 13.59 | 0.1s | NI | Transmission | 2012755.00 | 2 |  |  |  | 675 | ASBUILT | ASBUILT | ASBUILT | ASBUILT | CONS | 82750956 |  |  | 50.82 | ASBUILT | WSL |  | Te Kawerau a Maki,Ngāti Whātua,Ngāti Maru,Ngāti Whātua o Kaipara,Ngāti Manuhiri,Ngāti Whanaunga,Ngāti Tamaterā,Ngāti Pāoa,Ngāi Tai ki Tāmaki,Ngāti Hako,Te Ākitai Waiohua | 1.59 | 2 |  |  |  | no | 3 | 3 | 1 | CCTV NOT Available or Over 30 Years Old & Soil Type Not Available | 3.23 | 3 | 3 | 3 | 1 |  | 4 | NZ River Lines | 5 | 1.05 | 0.6 | Diameter Used For Flow Approximation & Depth Available | 50.8225 | 8
4418 | 4714 | 4521886 | 10106860 | 196516 | DSPKE | Pukekohe Branch Sewer | Rising | Pipe | Buried | OP | GRP | None | 2017-08-01 |  |  | 0.1s | SI | Transmission | T0001200 | 2 |  |  | 4 | 650 | [5 empty] | 76843 | NA |  | 2854.07 |  | WSL |  | Waikato,Ngāti Maru,Ngāti Tamaoho,Ngāti Hako,Te Ākitai Waiohua | 1 | 1 |  |  |  | no | 1 | 1 | 1 | CCTV NOT Available or Over 30 Years Old & Soil Type Available | 3.23 | 3 | 3 | 5 | 1 |  | 4 | Aquifer - Franklin Volcanic Aquifer, NZ River Lines | 1.5 | 1.05 | 0.6 | Diameter Used For Flow Approximation & Depth Available | 2854.0741 | 4
2887 | 3142 | 1675168 | 10078051 | 197942 | DSWHE | Whenuapai Branch | Gravity | Pipe | Buried | OP | PE | None | 2012-11-22 | 9.13 | 9.1 | 0.1s | WI | Transmission | T0000299 | 2 |  |  | 4 | 630 | [5 empty] | 78288 | NA |  | 71.54 |  | WSL |  | Te Kawerau a Maki,Ngāti Whātua,Ngāti Maru,Ngāti Whātua o Kaipara,Ngāti Whātua o Ōrākei,Ngāti Tamaoho,Ngāti Manuhiri,Ngāti Tamaterā,Ngāti Hako,Te Ākitai Waiohua | 2 | 2 | 2 | 2017 | CCTV Footage Review Log South_Latest.xls | no | 1 | 3 | 1 | CCTV Available (0-10 Years Old) & Soil Type Available | 3.23 | 3 | 3 | 3 | 1 |  | 4 | NZ River Lines | 5 | 1.05 | 0.6 | Diameter Used For Flow Approximation & Depth Available | 71.5396 | 8
4434 | 4730 | 4521900 | 10105296 | 196595 | DSPKE | Pukekohe Branch Sewer | Rising | Pipe | Bridged | OP | MS | None | 2017-08-14 |  |  | 0.1s | SI | Transmission | T0001200 | 2 |  |  | 4 | 650 | [5 empty] | 76841 | NA |  | 25.09 |  | WSL |  |  | 1 | 1 |  |  |  | no | 1 | 1 | 1 | CCTV NOT Available or Over 30 Years Old & Soil Type Not Available | 3.23 | 3 | 3 | 5 | 1 |  | 4 | NZ River Lines | 1.5 | 1.05 | 0.6 | Diameter Used For Flow Approximation & Depth Available | 25.0879 | 4
4424 | 4720 | 4521891 | 10105298 | 196596 | DSPKE | Pukekohe Branch Sewer | Rising | Pipe | Bridged | OP | MS | None | 2017-08-14 |  |  | 0.1s | SI | Transmission | T0001200 | 2 |  |  | 4 | 650 | [5 empty] | 76852 | NA |  | 20.88 |  | WSL |  | Waikato,Ngāti Maru,Ngāti Tamaoho,Ngāi Tai ki Tāmaki,Ngāti Hako,Te Ākitai Waiohua | 1 | 1 |  |  |  | no | 1 | 1 | 1 | CCTV NOT Available or Over 30 Years Old & Soil Type Not Available | 3.23 | 3 | 3 | 5 | 1 |  | 4 | Aquifer - Franklin Volcanic Aquifer, NZ River Lines | 1.5 | 1.05 | 0.6 | Diameter Used For Flow Approximation & Depth Available | 20.8821 | 4
3524 | 3797 | 942604 | 10088154 | 195761 | DSLGB | Long Bay Branch Sewer TS31 | Gravity | Pipe | Bridged | OP | PE | None | 2011-04-21 | 4.73 | 4.02 | dwg | NI | Transmission | R0002755 | 2 |  |  | 4 | 600 | [5 empty] | 64995 | NA |  | 18.51 |  | WSL |  | Te Kawerau a Maki,Ngāti Whātua,Ngāti Maru,Ngāti Whātua o Ōrākei,Ngāti Tamaoho,Ngāti Manuhiri,Te Patukirikiri,Ngāti Whanaunga,Ngāti Tamaterā,Ngāti Pāoa,Ngāi Tai ki Tāmaki,Ngāti Hako,Te Ākitai Waiohua | 1 | 1 |  |  |  | no | 1 | 1 | 1 | CCTV NOT Available or Over 30 Years Old & Soil Type Not Available | 3.23 | 3 | 3 | 5 | 1 |  | 4 | NZ River Lines | 1.5 | 1.05 | 0.6 | Diameter Used For Flow Approximation & Depth Available | 18.5133 | 4
4110 | 4392 | 934494 | 10087893 | 195135 | DSGRC | Greenhithe Central Branch Sewer TS21B | Gravity | Pipe | Buried | OP | CONC | None | 2000-02-01 |  |  | dwg | NI | Transmission | Legacy | 2 |  |  | 4 | 457 | [5 empty] | 64814 | NA |  | 28.37 |  | WSL |  | Te Kawerau a Maki,Ngāti Whātua,Ngāti Maru,Ngāti Whātua o Kaipara,Ngāti Whātua o Ōrākei,Ngāti Tamaoho,Ngāti Manuhiri,Ngāti Whanaunga,Ngāti Tamaterā,Ngāi Tai ki Tāmaki,Ngāti Hako,Te Ākitai Waiohua | 1.76 | 2 |  |  | CCTV app | yes | 5 | 1 | 1 | CCTV NOT Available or Over 30 Years Old & Soil Type Available | 3.2252 | 3 | 1 | 2 | 2.5 | Property Parcels | 4 | Significant Ecological Area - SEA_T_8406, NZ River Lines | 1.5 | 1.325 | 0.0099541 | Modelled Flow Data Used & Depth Available | 28.3675 | 8
3794 | 4069 | 916382 | 10090153 | 194448 | DSECB | East Coast Bays Branch Sewer TS7 | Gravity | Pipe | Buried | OP | PE | None | 2008-07-04 | 2.09 | 1.04 | dwg | NI | Transmission | Legacy | 2 |  |  | 4 | 1000 | [5 empty] | 64569 | NA |  | 751.39 |  | WSL |  | Te Kawerau a Maki,Ngāti Whātua,Ngāti Maru,Ngāti Whātua o Ōrākei,Ngāti Tamaoho,Ngāti Manuhiri,Te Patukirikiri,Ngāti Whanaunga,Ngāti Tamaterā,Ngāti Pāoa,Ngāi Tai ki Tāmaki,Ngāti Hako,Te Ākitai Waiohua | 3 | 3 | 3 | 2005 | te puna wai | no | 1 | 1 | 1 | CCTV Available (10-20 Years Old) & Soil Type Available | 3.2248 | 3 | 3 | 4 | 2.5 | Property Parcels, Building Outlines, Safe Swim Beach | 1 | Significant Ecological Area - SEA_T_8247 | 5 | 1.295 | 0.1049 | Modelled Flow Data Used & Depth Available | 751.3909 | 14
488 | 509 | 16196 | 10005940 | 194934 | DSHIN | Howick Interceptor | Gravity | Pipe | Bridged | OP | CONC | None | 1964-06-30 | 7.31 | 7.3 | appr | HI | Transmission | DU2405 | 1 |  |  | 4 | 900 | [5 empty] | 75417 | NA |  | 10.79 |  | WSL |  | Waikato,Ngāti Maru,Ngāti Tamaoho,Ngāti Whanaunga,Ngāti Tamaterā,Ngāti Pāoa,Ngāi Tai ki Tāmaki,Ngāti Hako,Te Ākitai Waiohua | 2 | 2 | 2 | 2015 | CCTV Footage Review Log South_Latest.xls | no | 1 | 1 | 2 | CCTV Available (0-10 Years Old) & Soil Type Not Available | 3.2245 | 3 | 4 | 5 | 2.5 | Property Parcels | 1 |  | 1.5 | 1.235 | 0.10636 | Modelled Flow Data Used & Depth Available | 10.7919 | 8
121 | 127 | 15469 | 10008783 | 197499 | DSTIN | Tamaki East Interceptor | Gravity | Pipe | Buried | OP | CONC | None | 1973-06-30 | 8.85 | 8.53 | dwg | TE | Transmission | Legacy | 1 |  |  | 4 | 1600 | [5 empty] | 77960 | NA |  | 235.51 |  | WSL |  | Waikato,Te Kawerau a Maki,Ngāti Maru,Ngāti Whātua o Ōrākei,Ngāti Tamaoho,Ngāti Tamaterā,Ngāti Pāoa,Ngāi Tai ki Tāmaki,Ngāti Hako,Te Ākitai Waiohua | 1.93 | 2 | 1 | 2008 | CCTV Footage Review Log South_Latest.xls | no | 3 | 3 | 2 | CCTV Available (10-20 Years Old) & Soil Type Available | 3.2235 | 3 | 4 | 5 | 2.5 | Property Parcels | 1 |  | 1 | 1.215 | 0.12826 | Modelled Flow Data Used & Depth Available | 235.5114 | 8
204 | 216 | 17438 | 10008781 | 197100 | DSTIN | Tamaki East Interceptor | Gravity | Pipe | Buried | OP | CONC | None | 1973-06-30 | 8.53 | 8.35 | dwg | TE | Transmission | DC08003 | 1 |  |  | 4 | 1350 | [5 empty] | 77959 | NA |  | 37.69 |  | WSL |  | Waikato,Te Kawerau a Maki,Ngāti Maru,Ngāti Whātua o Ōrākei,Ngāti Tamaoho,Ngāti Tamaterā,Ngāti Pāoa,Ngāi Tai ki Tāmaki,Ngāti Hako,Te Ākitai Waiohua | 3 | 3 | 3 | 2009 | te puna wai | no | 5 | 1 | 2 | CCTV Available (10-20 Years Old) & Soil Type Available | 3.2235 | 3 | 4 | 5 | 2.5 | Property Parcels | 1 |  | 1 | 1.215 | 0.12825 | Modelled Flow Data Used & Depth Available | 37.6898 | 14
57 | 63 | 15465 | 10008780 | 197297 | DSTIN | Tamaki East Interceptor | Gravity | Pipe | Buried | OP | CONC | None | 1973-06-30 | 7.99 | 7.82 | dwg | TE | Transmission | DC08003 | 1 |  |  | 4 | 1350 | [5 empty] | 77957 | NA |  | 57.89 |  | WSL |  | Waikato,Te Kawerau a Maki,Ngāti Maru,Ngāti Whātua o Ōrākei,Ngāti Tamaoho,Ngāti Tamaterā,Ngāti Pāoa,Ngāi Tai ki Tāmaki,Ngāti Hako,Te Ākitai Waiohua | 2.05 | 2 | 1 | 2008 | CCTV Footage Review Log South_Latest.xls | no | 5 | 1 | 2 | CCTV Available (10-20 Years Old) & Soil Type Available | 3.2235 | 3 | 4 | 5 | 2.5 | Property Parcels, Building Outlines | 1 |  | 1 | 1.215 | 0.12825 | Modelled Flow Data Used & Depth Available | 57.8891 | 8
56 | 62 | 15471 | 10008779 | 197498 | DSTIN | Tamaki East Interceptor | Gravity | Pipe | Buried | OP | CONC | None | 1973-06-30 | 7.82 | 7.73 | 0.1s | TE | Transmission | DC08003 | 1 |  |  | 4 | 1600 | [5 empty] | 77956 | NA |  | 62.25 |  | WSL |  | Waikato,Te Kawerau a Maki,Ngāti Maru,Ngāti Whātua o Ōrākei,Ngāti Tamaoho,Ngāti Tamaterā,Ngāti Pāoa,Ngāi Tai ki Tāmaki,Ngāti Hako,Te Ākitai Waiohua | 1.53 | 2 | 1 | 2014 | te puna wai | no | 1 | 3 | 2 | CCTV Available (0-10 Years Old) & Soil Type Available | 3.2235 | 3 | 4 | 5 | 2.5 | Property Parcels, Building Outlines | 1 |  | 1 | 1.215 | 0.12823 | Modelled Flow Data Used & Depth Available | 62.2488 | 8
205 | 217 | 15470 | 10008778 | 197693 | DSTIN | Tamaki East Interceptor | Gravity | Pipe | Tunnelled | OP | CONC | None | 1973-06-30 | 7.73 | 7.5 | 0.1s | TE | Transmission | DC08003 | 1 |  |  | 4 | 1600 | [5 empty] | 77955 | NA |  | 177.81 |  | WSL |  | Waikato,Te Kawerau a Maki,Ngāti Maru,Ngāti Whātua o Ōrākei,Ngāti Tamaoho,Ngāti Tamaterā,Ngāti Pāoa,Ngāi Tai ki Tāmaki,Ngāti Hako,Te Ākitai Waiohua | 1.92 | 2 |  |  |  | no | 1 | 3 | 2 | CCTV NOT Available or Over 30 Years Old & Soil Type Available | 3.2235 | 3 | 4 | 5 | 2.5 | Property Parcels, Building Outlines | 1 |  | 1 | 1.215 | 0.12822 | Modelled Flow Data Used & Depth Available | 177.8131 | 8
3067 | 3328 | 1674502 | 10089960 | 194288 | DSCTB | Castor Bay Branch Sewer TS7A | Gravity | Pipe | Bridged | OP | CLS | None | 2012-11-30 |  |  | dwg | NI | Transmission | R0002944 | 2 |  |  | 4 | 355 | [5 empty] | 64428 | NA |  | 9.63 |  | WSL |  | Te Kawerau a Maki,Ngāti Whātua,Ngāti Maru,Ngāti Whātua o Ōrākei,Ngāti Tamaoho,Ngāti Manuhiri,Te Patukirikiri,Ngāti Whanaunga,Ngāti Tamaterā,Ngāti Pāoa,Ngāi Tai ki Tāmaki,Ngāti Hako,Te Ākitai Waiohua | 1 | 1 | 1 | 2015 | te puna wai | no | 1 | 1 | 1 | CCTV Available (0-10 Years Old) & Soil Type Not Available | 3.218 | 3 | 1 | 5 | 2.5 | Property Parcels | 4 | Significant Ecological Area - SEA_T_9101, NZ River Lines | 1.5 | 1.515 | 0.2 | Diameter Used For Flow Approximation & Depth Available | 9.6324 | 4
274 | 286 | 15794 | 10008002 | 197019 | DSSIN | Southern Interceptor | Gravity | Pipe | Buried | OP | CONC | None | 1965-06-30 | 2.06 | 1.94 | dwg | SI | Transmission | Legacy | 1 |  |  | 4 | 900 | [5 empty] | 77341 | NA |  | 99.92 |  | WSL |  | Waikato,Ngāti Maru,Ngāti Tamaoho,Ngāti Whanaunga,Ngāti Tamaterā,Ngāti Pāoa,Ngāi Tai ki Tāmaki,Ngāti Hako,Te Ākitai Waiohua | 2 | 2 | 2 | 2019 | CCTV Footage Review Log South_Latest.xls | no | 1 | 3 | 2 | CCTV Available (0-10 Years Old) & Soil Type Available | 3.2179 | 3 | 3 | 4 | 2.5 | Property Parcels | 1 |  | 5 | 1.295 | 0.082611 | Modelled Flow Data Used & Depth Available | 99.9222 | 8
1519 | 1632 | 16658 | 10005646 | 194833 | DSGLE | Glen Eden Branch | Gravity | Pipe | In Tunnel | OP | CONC | None | 1965-06-30 | -2.63 | -3.14 | dwg | WI | Transmission | Legacy | 2 |  |  | 4 | 900 | [5 empty] | 75148 | NA |  | 223.52 |  | WSL |  | Te Kawerau a Maki,Ngāti Whātua,Ngāti Whātua o Ōrākei,Ngāti Tamaoho,Ngāti Tamaterā,Te Ākitai Waiohua | 2.48 | 2 | 2 | 2011 | te puna wai | no | 5 | 3 | 2 | CCTV Available (10-20 Years Old) & Soil Type Available | 3.2179 | 3 | 3 | 4 | 2.5 | Property Parcels | 1 |  | 5 | 1.295 | 0.082569 | Modelled Flow Data Used & Depth Available | 223.5242 | 8
1518 | 1631 | 16833 | 10005648 | 194987 | DSGLE | Glen Eden Branch | Gravity | Pipe | In Tunnel | OP | CONC | None | 1965-06-30 | -3.49 | -3.52 | dwg | WI | Transmission | Legacy | 2 |  |  | 4 | 900 | [5 empty] | 75145 | NA |  | 98.43 |  | WSL |  | Te Kawerau a Maki,Ngāti Whātua,Ngāti Whātua o Ōrākei,Ngāti Tamaoho,Ngāti Tamaterā,Te Ākitai Waiohua | 2 | 2 | 2 | 2011 | te puna wai | no | 1 | 3 | 2 | CCTV Available (10-20 Years Old) & Soil Type Available | 3.2179 | 3 | 3 | 4 | 2.5 | Property Parcels | 1 |  | 5 | 1.295 | 0.082541 | Modelled Flow Data Used & Depth Available | 98.4299 | 8
1327 | 1417 | 16660 | 10005650 | 194834 | DSGLE | Glen Eden Branch | Gravity | Pipe | Buried | OP | CONC | None | 1965-06-30 | -2.15 | -2.36 | dwg | WI | Transmission | Legacy | 2 |  |  | 4 | 900 | [5 empty] | 75150 | NA |  | 93.87 |  | WSL |  | Te Kawerau a Maki,Ngāti Whātua,Ngāti Whātua o Ōrākei,Ngāti Tamaoho,Ngāti Tamaterā,Te Ākitai Waiohua | 2 | 2 | 2 | 2011 | te puna wai | no | 1 | 3 | 2 | CCTV Available (10-20 Years Old) & Soil Type Available | 3.2179 | 3 | 3 | 4 | 2.5 | Property Parcels | 1 | Significant Ecological Area - SEA-M2-55a | 5 | 1.295 | 0.082508 | Modelled Flow Data Used & Depth Available | 93.8703 | 8
1520 | 1633 | 16659 | 10005649 | 194483 | DSGLE | Glen Eden Branch | Gravity | Pipe | Buried | OP | CONC | None | 1965-06-30 | -2.38 | -2.61 | dwg | WI | Transmission | Legacy | 2 |  |  | 4 | 900 | [5 empty] | 75149 | NA |  | 102.22 |  | WSL |  | Te Kawerau a Maki,Ngāti Whātua,Ngāti Whātua o Ōrākei,Ngāti Tamaoho,Ngāti Tamaterā,Te Ākitai Waiohua | 2.48 | 2 | 2 | 2011 | te puna wai | no | 5 | 3 | 2 | CCTV Available (10-20 Years Old) & Soil Type Available | 3.2179 | 3 | 3 | 4 | 2.5 | Property Parcels | 1 | Ocean Intercept, Significant Ecological Area - SEA-M2-55a | 5 | 1.295 | 0.082502 | Modelled Flow Data Used & Depth Available | 102.2241 | 8
1330 | 1420 | 16663 | 10005653 | 194484 | DSGLE | Glen Eden Branch | Gravity | Pipe | Buried | OP | CONC | None | 1965-06-30 | -1.34 | -1.64 | dwg | WI | Transmission | Legacy | 2 |  |  | 4 | 900 | [5 empty] | 75153 | NA |  | 116.6 |  | WSL |  | Te Kawerau a Maki,Ngāti Whātua,Ngāti Whātua o Ōrākei,Ngāti Tamaoho,Ngāti Tamaterā,Te Ākitai Waiohua | 2.48 | 2 | 2 | 2011 | te puna wai | no | 5 | 3 | 2 | CCTV Available (10-20 Years Old) & Soil Type Available | 3.2178 | 3 | 3 | 4 | 2.5 | Property Parcels | 1 |  | 5 | 1.295 | 0.082199 | Modelled Flow Data Used & Depth Available | 116.6013 | 8
1329 | 1419 | 16662 | 10005652 | 194988 | DSGLE | Glen Eden Branch | Gravity | Pipe | Buried | OP | CONC | None | 1965-06-30 | -1.64 | -1.89 | dwg | WI | Transmission | Legacy | 2 |  |  | 4 | 900 | [5 empty] | 75152 | NA |  | 110.89 |  | WSL |  | Te Kawerau a Maki,Ngāti Whātua,Ngāti Whātua o Ōrākei,Ngāti Tamaoho,Ngāti Tamaterā,Te Ākitai Waiohua | 2 | 2 | 2 | 2011 | te puna wai | no | 1 | 3 | 2 | CCTV Available (10-20 Years Old) & Soil Type Available | 3.2178 | 3 | 3 | 4 | 2.5 | Property Parcels | 1 |  | 5 | 1.295 | 0.08219 | Modelled Flow Data Used & Depth Available | 110.8903 | 8
1328 | 1418 | 16661 | 10005651 | 194631 | DSGLE | Glen Eden Branch | Gravity | Pipe | Buried | OP | CONC | None | 1965-06-30 | -1.86 | -2.13 | dwg | WI | Transmission | Legacy | 2 |  |  | 4 | 900 | [5 empty] | 75151 | NA |  | 114.26 |  | WSL |  | Te Kawerau a Maki,Ngāti Whātua,Ngāti Whātua o Ōrākei,Ngāti Tamaoho,Ngāti Tamaterā,Te Ākitai Waiohua | 2 | 2 | 2 | 2011 | te puna wai | no | 1 | 3 | 2 | CCTV Available (10-20 Years Old) & Soil Type Available | 3.2178 | 3 | 3 | 4 | 2.5 | Property Parcels | 1 |  | 5 | 1.295 | 0.08218 | Modelled Flow Data Used & Depth Available | 114.2573 | 8
1591 | 1732 | 17195 | 10005664 | 194991 | DSGLE | Glen Eden Branch | Gravity | Pipe | In Tunnel | OP | CONC | None | 1965-06-30 | -0.96 | -1.34 | dwg | WI | Transmission | Legacy | 2 |  |  | 4 | 900 | [5 empty] | 75154 | NA |  | 166.7 |  | WSL |  | Te Kawerau a Maki,Ngāti Whātua,Ngāti Whātua o Ōrākei,Ngāti Tamaoho,Ngāti Tamaterā,Te Ākitai Waiohua | 2 | 2 | 2 | 2011 | te puna wai | no | 1 | 3 | 2 | CCTV Available (10-20 Years Old) & Soil Type Available | 3.2175 | 3 | 3 | 4 | 2.5 | Property Parcels | 1 | Significant Ecological Area - SEA-M2-55a | 5 | 1.295 | 0.081247 | Modelled Flow Data Used & Depth Available | 166.7029 | 8
1331 | 1421 | 16664 | 10005674 | 195144 | DSGLE | Glen Eden Branch | Gravity | Pipe | Buried | OP | CONC | None | 1965-06-30 | -0.42 | -0.66 | dwg | WI | Transmission | Legacy | 2 |  |  | 4 | 900 | [5 empty] | 75157 | NA |  | 99.91 |  | WSL |  | Te Kawerau a Maki,Ngāti Whātua,Ngāti Whātua o Ōrākei,Ngāti Tamaoho,Ngāti Tamaterā,Te Ākitai Waiohua | 2.48 | 2 | 2 | 2011 | te puna wai | no | 5 | 3 | 2 | CCTV Available (10-20 Years Old) & Soil Type Available | 3.2168 | 3 | 3 | 4 | 2.5 | Property Parcels | 1 | Significant Ecological Area - SEA-M2-55a | 5 | 1.295 | 0.07894 | Modelled Flow Data Used & Depth Available | 99.9092 | 8
1334 | 1424 | 16667 | 10005677 | 194490 | DSGLE | Glen Eden Branch | Gravity | Pipe | Buried | OP | CONC | None | 1965-06-30 | 0.23 | 0.01 | dwg | WI | Transmission | Legacy | 2 |  |  | 4 | 900 | [5 empty] | 75160 | NA |  | 93.37 |  | WSL |  | Te Kawerau a Maki,Ngāti Whātua,Ngāti Whātua o Ōrākei,Ngāti Tamaoho,Ngāti Tamaterā,Te Ākitai Waiohua | 2 | 2 | 2 | 2011 | te puna wai | no | 1 | 3 | 2 | CCTV Available (10-20 Years Old) & Soil Type Available | 3.2167 | 3 | 3 | 4 | 2.5 | Property Parcels | 1 | Significant Ecological Area - SEA-M2-55a | 5 | 1.295 | 0.078622 | Modelled Flow Data Used & Depth Available | 93.3679 | 8
1333 | 1423 | 16666 | 10005676 | 194994 | DSGLE | Glen Eden Branch | Gravity | Pipe | Buried | OP | CONC | None | 1965-06-30 | 0.01 | -0.21 | dwg | WI | Transmission | Legacy | 2 |  |  | 4 | 900 | [5 empty] | 75159 | NA |  | 92.12 |  | WSL |  | Te Kawerau a Maki,Ngāti Whātua,Ngāti Whātua o Ōrākei,Ngāti Tamaoho,Ngāti Tamaterā,Te Ākitai Waiohua | 2 | 2 | 2 | 2011 | te puna wai | no | 1 | 3 | 2 | CCTV Available (10-20 Years Old) & Soil Type Available | 3.2167 | 3 | 3 | 4 | 2.5 | Property Parcels | 1 |  | 5 | 1.295 | 0.078615 | Modelled Flow Data Used & Depth Available | 92.1161 | 8
1332 | 1422 | 16665 | 10005675 | 194637 | DSGLE | Glen Eden Branch | Gravity | Pipe | Buried | OP | CONC | None | 1965-06-30 | -0.21 | -0.42 | dwg | WI | Transmission | Legacy | 2 |  |  | 4 | 900 | [5 empty] | 75158 | NA |  | 92.92 |  | WSL |  | Te Kawerau a Maki,Ngāti Whātua,Ngāti Whātua o Ōrākei,Ngāti Tamaoho,Ngāti Tamaterā,Te Ākitai Waiohua | 2 | 2 | 2 | 2011 | te puna wai | no | 1 | 3 | 2 | CCTV Available (10-20 Years Old) & Soil Type Available | 3.2167 | 3 | 3 | 4 | 2.5 | Property Parcels | 1 |  | 5 | 1.295 | 0.078606 | Modelled Flow Data Used & Depth Available | 92.9165 | 8
1337 | 1427 | 1673590 | 10083240 | 194514 | DSGLE | Glen Eden Branch | Gravity | Pipe | Buried | OP | CONC | None | 2012-12-17 | 0.92 | 0.67 | dwg | WI | Transmission | Legacy | 2 |  |  | 4 | 890 | [5 empty] | 75163 | NA |  | 94.32 |  | WSL |  | Te Kawerau a Maki,Ngāti Whātua,Ngāti Whātua o Ōrākei,Ngāti Tamaoho,Ngāti Tamaterā,Te Ākitai Waiohua | 1.21 | 1 |  |  |  | no | 1 | 3 | 1 | CCTV NOT Available or Over 30 Years Old & Soil Type Available | 3.2166 | 3 | 3 | 4 | 2.5 | Property Parcels | 1 |  | 5 | 1.295 | 0.078532 | Modelled Flow Data Used & Depth Available | 94.3151 | 4
1336 | 1426 | 16669 | 10005679 | 194638 | DSGLE | Glen Eden Branch | Gravity | Pipe | Buried | OP | CONC | None | 1965-06-30 | 0.67 | 0.45 | dwg | WI | Transmission | Legacy | 2 |  |  | 4 | 900 | [5 empty] | 75162 | NA |  | 97.1 |  | WSL |  | Te Kawerau a Maki,Ngāti Whātua,Ngāti Whātua o Ōrākei,Ngāti Tamaoho,Ngāti Tamaterā,Te Ākitai Waiohua | 2 | 2 | 2 | 2011 | te puna wai | no | 1 | 3 | 2 | CCTV Available (10-20 Years Old) & Soil Type Available | 3.2166 | 3 | 3 | 4 | 2.5 | Property Parcels | 1 |  | 5 | 1.295 | 0.078522 | Modelled Flow Data Used & Depth Available | 97.1 | 8
1335 | 1425 | 16668 | 10005678 | 195145 | DSGLE | Glen Eden Branch | Gravity | Pipe | Buried | OP | CONC | None | 1965-06-30 | 0.45 | 0.23 | dwg | WI | Transmission | Legacy | 2 |  |  | 4 | 900 | [5 empty] | 75161 | NA |  | 95.04 |  | WSL |  | Te Kawerau a Maki,Ngāti Whātua,Ngāti Whātua o Ōrākei,Ngāti Tamaoho,Ngāti Tamaterā,Te Ākitai Waiohua | 2 | 2 | 2 | 2011 | te puna wai | no | 1 | 3 | 2 | CCTV Available (10-20 Years Old) & Soil Type Available | 3.2166 | 3 | 3 | 4 | 2.5 | Property Parcels | 1 |  | 5 | 1.295 | 0.078516 | Modelled Flow Data Used & Depth Available | 95.0449 | 8
190 | 202 | 16432 | 10008788 | 197299 | DSTIN | Tamaki East Interceptor | Gravity | Pipe | Buried | OP | CONC | None | 1973-06-30 | 3.58 | 2.94 | dwg | TE | Transmission | Legacy | 1 |  |  | 4 | 1350 | [5 empty] | 77965 | NA |  | 209.8 |  | WSL |  | Waikato,Te Kawerau a Maki,Ngāti Maru,Ngāti Tamaoho,Ngāti Whanaunga,Ngāti Tamaterā,Ngāti Pāoa,Ngāi Tai ki Tāmaki,Ngāti Hako,Te Ākitai Waiohua | 1.71 | 2 |  |  |  | no | 1 | 1 | 2 | CCTV NOT Available or Over 30 Years Old & Soil Type Available | 3.2166 | 3 | 4 | 5 | 2.5 | Property Parcels | 1 |  | 1 | 1.215 | 0.12235 | Modelled Flow Data Used & Depth Available | 209.7987 | 8
2879 | 3133 | 1673586 | 10083239 | 195017 | DSGLE | Glen Eden Branch | Gravity | Pipe | Buried | OP | CONC | None | 2012-12-17 | 1.41 | 1.17 | dwg | WI | Transmission | Legacy | 2 |  |  | 4 | 900 | [5 empty] | 75172 | NA |  | 107.22 |  | WSL |  | Te Kawerau a Maki,Ngāti Whātua,Ngāti Whātua o Ōrākei,Ngāti Tamaoho,Ngāti Tamaterā,Te Ākitai Waiohua | 1.21 | 1 |  |  |  | no | 1 | 3 | 1 | CCTV NOT Available or Over 30 Years Old & Soil Type Available | 3.2165 | 3 | 3 | 4 | 2.5 | Property Parcels | 1 | Significant Ecological Area - SEA-M2-55a | 5 | 1.295 | 0.078075 | Modelled Flow Data Used & Depth Available | 107.2194 | 4
191 | 203 | 16433 | 10008787 | 197500 | DSTIN | Tamaki East Interceptor | Gravity | Pipe | Buried | OP | CONC | None | 1973-06-30 | 2.91 | 2.15 | dwg | TE | Transmission | Legacy | 1 |  |  | 4 | 1350 | [5 empty] | 77964 | NA |  | 241.07 |  | WSL |  | Waikato,Te Kawerau a Maki,Ngāti Maru,Ngāti Tamaoho,Ngāti Whanaunga,Ngāti Tamaterā,Ngāti Pāoa,Ngāi Tai ki Tāmaki,Ngāti Hako,Te Ākitai Waiohua | 1.71 | 2 |  |  |  | no | 1 | 1 | 2 | CCTV NOT Available or Over 30 Years Old & Soil Type Available | 3.2164 | 3 | 4 | 5 | 2.5 | Property Parcels | 1 |  | 1 | 1.215 | 0.12224 | Modelled Flow Data Used & Depth Available | 241.075 | 8
1338 | 1429 | 16673 | 10005687 | 194640 | DSGLE | Glen Eden Branch | Gravity | Pipe | Buried | OP | CONC | None | 1965-06-30 | 1.65 | 1.41 | dwg | WI | Transmission | Legacy | 2 |  |  | 4 | 900 | [5 empty] | 75173 | NA |  | 110.49 |  | WSL |  | Te Kawerau a Maki,Ngāti Whātua,Ngāti Whātua o Ōrākei,Ngāti Tamaoho,Ngāti Tamaterā,Te Ākitai Waiohua | 2 | 2 | 2 | 2011 | te puna wai | no | 1 | 3 | 2 | CCTV Available (10-20 Years Old) & Soil Type Available | 3.2157 | 3 | 3 | 4 | 2.5 | Property Parcels | 1 |  | 5 | 1.295 | 0.07545 | Modelled Flow Data Used & Depth Available | 110.4909 | 8
1340 | 1431 | 16675 | 10005689 | 194493 | DSGLE | Glen Eden Branch | Gravity | Pipe | Buried | OP | CONC | None | 1965-06-30 | 2.1 | 1.88 | dwg | WI | Transmission | Legacy | 2 |  |  | 4 | 900 | [5 empty] | 75175 | NA |  | 104.75 |  | WSL |  | Te Kawerau a Maki,Ngāti Whātua,Ngāti Whātua o Ōrākei,Ngāti Tamaoho,Ngāti Tamaterā,Te Ākitai Waiohua | 2 | 2 | 2 | 2011 | te puna wai | no | 1 | 3 | 2 | CCTV Available (10-20 Years Old) & Soil Type Available | 3.2156 | 3 | 3 | 4 | 2.5 | Property Parcels | 1 |  | 5 | 1.295 | 0.075276 | Modelled Flow Data Used & Depth Available | 104.7473 | 8
4063 | 4342 | 932800 | 10088023 | 194967 | DSHLC | Hillcrest Branch Sewer TS15 | Gravity | Pipe | Buried | OP | CONC | None | 1960-01-01 |  |  | dwg | NI | Transmission | Legacy | 2 |  |  | 4 | 355 | [5 empty] | 64887 | NA |  | 85.07 |  | WSL |  | Te Kawerau a Maki,Ngāti Whātua,Ngāti Maru,Ngāti Whātua o Ōrākei,Ngāti Tamaoho,Ngāti Manuhiri,Te Patukirikiri,Ngāti Whanaunga,Ngāti Tamaterā,Ngāti Pāoa,Ngāi Tai ki Tāmaki,Ngāti Hako,Te Ākitai Waiohua | 3 | 3 | 3 | 2016 | te puna wai | yes | 1 | 3 | 3 | CCTV Available (0-10 Years Old) & Soil Type Available | 3.2156 | 3 | 3 | 1 | 3.5 | Property Parcels, Building Outlines | 1 |  | 1.5 | 1.29 | 0.097243 | Modelled Flow Data Used & Depth Available | 85.069 | 14
1341 | 1432 | 16676 | 10005690 | 194997 | DSGLE | Glen Eden Branch | Gravity | Pipe | Buried | OP | CONC | None | 1965-06-30 | 2.31 | 2.1 | dwg | WI | Transmission | Legacy | 2 |  |  | 4 | 900 | [5 empty] | 75176 | NA |  | 97.27 |  | WSL |  | Te Kawerau a Maki,Ngāti Whātua,Ngāti Whātua o Ōrākei,Ngāti Tamaoho,Ngāti Tamaterā,Te Ākitai Waiohua | 2 | 2 | 2 | 2011 | te puna wai | no | 1 | 3 | 2 | CCTV Available (10-20 Years Old) & Soil Type Available | 3.2156 | 3 | 3 | 4 | 2.5 | Property Parcels | 1 |  | 5 | 1.295 | 0.07517 | Modelled Flow Data Used & Depth Available | 97.2683 | 8
2634 | 2861 | 14945 | 10006746 | 196045 | DSONE | Onehunga Branch | Gravity | Pipe | Buried | OP | CONC | None | 1962-06-30 | 0.88 | 0.69 | dwg | WI | Transmission | Legacy | 2 |  |  | 4 | 900 | [5 empty] | 76059 | NA |  | 91.24 |  | WSL |  | Waikato,Te Kawerau a Maki,Ngāti Whātua,Ngāti Maru,Ngāti Whātua o Ōrākei,Ngāti Tamaoho,Ngāti Tamaterā,Ngāi Tai ki Tāmaki,Ngāti Hako,Te Ākitai Waiohua | 2.24 | 2 | 2 | 2021 | CCTV Footage Review Log South_Latest.xls | yes | 1 | 1 | 3 | CCTV Available (0-10 Years Old) & Soil Type Available | 3.2151 | 3 | 3 | 4 | 2.5 | Property Parcels | 1 | Aquifer - Onehunga Volcanic Aquifer | 5 | 1.295 | 0.073361 | Modelled Flow Data Used & Depth Available | 91.2419 | 8
2635 | 2862 | 14900 | 10006745 | 195818 | DSONE | Onehunga Branch | Gravity | Pipe | Buried | OP | CONC | None | 1962-06-30 | 0.69 | 0.48 | dwg | WI | Transmission | Legacy | 2 |  |  | 4 | 900 | [5 empty] | 76058 | NA |  | 96.86 |  | WSL |  | Waikato,Te Kawerau a Maki,Ngāti Whātua,Ngāti Maru,Ngāti Whātua o Ōrākei,Ngāti Tamaoho,Ngāti Tamaterā,Ngāi Tai ki Tāmaki,Ngāti Hako,Te Ākitai Waiohua | 2.24 | 2 | 2 | 2021 | CCTV Footage Review Log South_Latest.xls | yes | 1 | 1 | 3 | CCTV Available (0-10 Years Old) & Soil Type Available | 3.215 | 3 | 3 | 4 | 2.5 | Property Parcels | 1 | Aquifer - Onehunga Volcanic Aquifer | 5 | 1.295 | 0.073284 | Modelled Flow Data Used & Depth Available | 96.8645 | 8
799 | 838 | 14969 | 10006744 | 196196 | DSONE | Onehunga Branch | Gravity | Pipe | Buried | OP | CONC | None | 1962-06-30 | 0.48 | 0.27 | dwg | WI | Transmission | Legacy | 2 |  |  | 4 | 900 | [5 empty] | 76057 | NA |  | 91.63 |  | WSL |  | Waikato,Te Kawerau a Maki,Ngāti Whātua,Ngāti Maru,Ngāti Whātua o Ōrākei,Ngāti Tamaoho,Ngāti Tamaterā,Ngāi Tai ki Tāmaki,Ngāti Hako,Te Ākitai Waiohua | 2.24 | 2 | 2 | 2021 | CCTV Footage Review Log South_Latest.xls | yes | 1 | 1 | 3 | CCTV Available (0-10 Years Old) & Soil Type Available | 3.215 | 3 | 3 | 4 | 2.5 | Property Parcels | 1 |  | 5 | 1.295 | 0.073223 | Modelled Flow Data Used & Depth Available | 91.6339 | 8
793 | 832 | 14942 | 10006749 | 195819 | DSONE | Onehunga Branch | Gravity | Pipe | Buried | OP | CONC | None | 1992-07-01 | 1.46 | 1.44 | dwg | WI | Transmission | Legacy | 2 |  |  | 4 | 900 | [5 empty] | 76062 | NA |  | 12.04 |  | WSL |  | Waikato,Te Kawerau a Maki,Ngāti Whātua,Ngāti Maru,Ngāti Whātua o Ōrākei,Ngāti Tamaoho,Ngāti Tamaterā,Ngāi Tai ki Tāmaki,Ngāti Hako,Te Ākitai Waiohua | 2 | 2 | 2 | 2021 | CCTV Footage Review Log South_Latest.xls | yes | 5 | 3 | 1 | CCTV Available (0-10 Years Old) & Soil Type Available | 3.215 | 3 | 3 | 4 | 2.5 | Property Parcels | 1 | Aquifer - Onehunga Volcanic Aquifer | 5 | 1.295 | 0.073152 | Modelled Flow Data Used & Depth Available | 12.0376 | 8
2637 | 2864 | 14899 | 10006742 | 196044 | DSONE | Onehunga Branch | Gravity | Pipe | Buried | OP | CONC | None | 1962-06-30 | 0.16 | -0.13 | dwg | WI | Transmission | Legacy | 2 |  |  | 4 | 900 | [5 empty] | 76055 | NA |  | 118.67 |  | WSL |  | Waikato,Te Kawerau a Maki,Ngāti Whātua,Ngāti Maru,Ngāti Whātua o Ōrākei,Ngāti Tamaoho,Ngāti Tamaterā,Ngāi Tai ki Tāmaki,Ngāti Hako,Te Ākitai Waiohua | 2.24 | 2 | 2 | 2021 | CCTV Footage Review Log South_Latest.xls | yes | 1 | 1 | 3 | CCTV Available (0-10 Years Old) & Soil Type Available | 3.215 | 3 | 3 | 4 | 2.5 | Property Parcels | 1 |  | 5 | 1.295 | 0.073111 | Modelled Flow Data Used & Depth Available | 118.6736 | 8
4344 | 4634 | 302839 | 10095821 | 196083 | DSMSN | Massey North Branch | Rising | Pipe | Buried | OP | PE | None | 2013-08-15 | 21.54 | 24.46 | 0.1s | WI | Transmission | T0000828 | 2 |  |  | 4 | 560 | [5 empty] | 75946 | NA |  | 167.3 |  | WSL |  | Te Kawerau a Maki,Ngāti Whātua,Ngāti Maru,Ngāti Whātua o Kaipara,Ngāti Whātua o Ōrākei,Ngāti Tamaoho,Ngāti Manuhiri,Ngāti Tamaterā,Ngāti Hako,Te Ākitai Waiohua | 1.21 | 1 |  |  |  | no | 1 | 3 | 1 | CCTV NOT Available or Over 30 Years Old & Soil Type Available | 3.2135 | 3 | 2 | 5 | 2.5 | Property Parcels | 4 | NZ River Lines | 1.5 | 1.515 | 0.4 | Diameter Used For Flow Approximation & Depth Available | 167.2983 | 4
3061 | 3322 | 903565 | 10090165 | 194451 | DSECB | East Coast Bays Branch Sewer TS7 | Gravity | Pipe | Bridged | OP | CONC | None | 1966-01-01 |  |  | dwg | NI | Transmission | Legacy | 2 |  |  | 4 | 440 | [5 empty] | 64581 | NA |  | 23.08 |  | WSL |  | Te Kawerau a Maki,Ngāti Whātua,Ngāti Maru,Ngāti Whātua o Ōrākei,Ngāti Tamaoho,Ngāti Manuhiri,Te Patukirikiri,Ngāti Whanaunga,Ngāti Tamaterā,Ngāti Pāoa,Ngāi Tai ki Tāmaki,Ngāti Hako,Te Ākitai Waiohua | 3 | 3 | 3 | 2015 | te puna wai | no | 1 | 1 | 2 | CCTV Available (0-10 Years Old) & Soil Type Not Available | 3.2135 | 3 | 2 | 5 | 2.5 | Property Parcels | 4 | NZ River Lines | 1.5 | 1.515 | 0.4 | Diameter Used For Flow Approximation & Depth Available | 23.0812 | 14
2276 | 2487 | 16507 | 10008765 | 197295 | DSTID | Titirangi Diversion Taylor Street | Gravity | Pipe | Buried | OP | CONC | None | 1989-06-30 | 1.8 | 1.25 | dwg | WI | Transmission | Legacy | 2 |  |  | 4 | 1050 | [5 empty] | 77927 | NA |  | 104.85 |  | WSL |  | Waikato,Te Kawerau a Maki,Ngāti Whātua,Ngāti Maru,Ngāti Whātua o Ōrākei,Ngāti Tamaoho,Ngāti Tamaterā,Ngāi Tai ki Tāmaki,Ngāti Hako,Te Ākitai Waiohua | 1.15 | 1 | 1 | 2011 | te puna wai | no | 1 | 3 | 1 | CCTV Available (10-20 Years Old) & Soil Type Available | 3.2107 | 3 | 3 | 4 | 2.5 | Property Parcels, Building Outlines | 1 |  | 5 | 1.295 | 0.059083 | Modelled Flow Data Used & Depth Available | 104.8548 | 4
952 | 1006 | 16505 | 10008767 | 197692 | DSTID | Titirangi Diversion Taylor Street | Gravity | Pipe | Buried | OP | CONC | None | 1989-06-30 | 2.37 | 2.16 | dwg | WI | Transmission | Legacy | 2 |  |  | 4 | 1050 | [5 empty] | 77929 | NA |  | 136.74 |  | WSL |  | Waikato,Te Kawerau a Maki,Ngāti Whātua,Ngāti Maru,Ngāti Whātua o Ōrākei,Ngāti Tamaoho,Ngāti Tamaterā,Ngāi Tai ki Tāmaki,Ngāti Hako,Te Ākitai Waiohua | 1.15 | 1 | 1 | 2011 | te puna wai | no | 1 | 3 | 1 | CCTV Available (10-20 Years Old) & Soil Type Available | 3.2105 | 3 | 3 | 4 | 2.5 | Building Outlines | 1 |  | 5 | 1.295 | 0.058536 | Modelled Flow Data Used & Depth Available | 136.7389 | 4
1805 | 1969 | 15495 | 10004049 | 193100 | DSB01 | Branch 1 Remuera | Gravity | Pipe | In Tunnel | OP | CONC | CIP | 1910-06-30 | 3.43 | 3.39 | dwg | OM | Transmission | Legacy | 2 |  |  | 4 | 1050 |  |  |  |  | CONS | 73903 | NA |  | 44.54 |  | WSL |  | Waikato,Te Kawerau a Maki,Ngāti Whātua,Ngāti Maru,Ngāti Whātua o Ōrākei,Ngāti Tamaoho,Te Patukirikiri,Ngāti Tamaterā,Ngāti Pāoa,Ngāi Tai ki Tāmaki,Ngāti Hako,Te Ākitai Waiohua | 1 | 1 | 1 | 2013 | te puna wai | yes | 1 | 1 | 1 | CCTV Available (10-20 Years Old) & Soil Type Available | 3.2101 | 3 | 3 | 4 | 2.5 | Property Parcels, Building Outlines | 1 |  | 5 | 1.295 | 0.057359 | Modelled Flow Data Used & Depth Available | 44.5369 | 4
1062 | 1122 | 16108 | 10009032 | 197611 | DSTSE | Tamaki South East Branch | Gravity | Pipe | Buried | OP | CONC | None | 1982-06-30 | 10.03 | 9.62 | dwg | TE | Transmission | Legacy | 2 |  |  | 4 | 900 | [5 empty] | 78128 | NA |  | 134.03 |  | WSL |  | Waikato,Ngāti Maru,Ngāti Tamaoho,Ngāti Whanaunga,Ngāti Tamaterā,Ngāti Pāoa,Ngāi Tai ki Tāmaki,Ngāti Hako,Te Ākitai Waiohua | 2 | 2 | 2 | 2015 | te puna wai | no | 1 | 3 | 2 | CCTV Available (0-10 Years Old) & Soil Type Available | 3.2096 | 3 | 3 | 4 | 2.5 | Property Parcels | 1 |  | 5 | 1.295 | 0.055737 | Modelled Flow Data Used & Depth Available | 134.0274 | 8
859 | 899 | 16106 | 10009030 | 197211 | DSTSE | Tamaki South East Branch | Gravity | Pipe | Buried | OP | CONC | None | 1982-06-30 | 9.48 | 9.05 | dwg | TE | Transmission | Legacy | 2 |  |  | 4 | 900 | [5 empty] | 78126 | NA |  | 128.54 |  | WSL |  | Waikato,Ngāti Maru,Ngāti Tamaoho,Ngāti Whanaunga,Ngāti Tamaterā,Ngāti Pāoa,Ngāi Tai ki Tāmaki,Ngāti Hako,Te Ākitai Waiohua | 2 | 2 | 2 | 2015 | te puna wai | no | 1 | 3 | 2 | CCTV Available (0-10 Years Old) & Soil Type Available | 3.2096 | 3 | 3 | 4 | 2.5 | Property Parcels | 1 |  | 5 | 1.295 | 0.055644 | Modelled Flow Data Used & Depth Available | 128.5443 | 8
919 | 969 | 16115 | 10009041 | 197898 | DSTSE | Tamaki South East Branch | Gravity | Pipe | Buried | OP | CONC | None | 1989-06-30 | 12.32 | 12.13 | dwg | TE | Transmission | Legacy | 2 |  |  | 4 | 900 | [5 empty] | 78137 | NA |  | 58.7 |  | WSL |  | Waikato,Ngāti Maru,Ngāti Tamaoho,Ngāti Whanaunga,Ngāti Tamaterā,Ngāti Pāoa,Ngāi Tai ki Tāmaki,Ngāti Hako,Te Ākitai Waiohua | 2 | 2 | 2 | 2015 | te puna wai | no | 5 | 3 | 1 | CCTV Available (0-10 Years Old) & Soil Type Available | 3.2095 | 3 | 3 | 4 | 2.5 | Property Parcels | 1 |  | 5 | 1.295 | 0.055322 | Modelled Flow Data Used & Depth Available | 58.7004 | 8
918 | 968 | 16116 | 10009042 | 197214 | DSTSE | Tamaki South East Branch | Gravity | Pipe | Buried | OP | CONC | None | 1989-06-30 | 12.59 | 12.32 | dwg | TE | Transmission | Legacy | 2 |  |  | 4 | 900 | [5 empty] | 78138 | NA |  | 88.16 |  | WSL |  | Waikato,Ngāti Maru,Ngāti Tamaoho,Ngāti Whanaunga,Ngāti Tamaterā,Ngāti Pāoa,Ngāi Tai ki Tāmaki,Ngāti Hako,Te Ākitai Waiohua | 2 | 2 | 2 | 2015 | te puna wai | no | 5 | 3 | 1 | CCTV Available (0-10 Years Old) & Soil Type Available | 3.2093 | 3 | 3 | 4 | 2.5 | Property Parcels | 1 |  | 5 | 1.295 | 0.054643 | Modelled Flow Data Used & Depth Available | 88.1643 | 8
717 | 750 | 17332 | 10009045 | 197899 | DSTSE | Tamaki South East Branch | Gravity | Pipe | Buried | OP | CONC | None | 1998-12-18 | 13.1 | 12.84 | dwg | TE | Transmission | DC06038 | 2 |  |  | 4 | 825 | [5 empty] | 78141 | NA |  | 148.34 |  | WSL |  | Waikato,Ngāti Maru,Ngāti Tamaoho,Ngāti Whanaunga,Ngāti Tamaterā,Ngāti Pāoa,Ngāi Tai ki Tāmaki,Ngāti Hako,Te Ākitai Waiohua | 1 | 1 | 1 | 1999 | te puna wai | no | 1 | 1 | 1 | CCTV Available (20-30 Years Old) & Soil Type Available | 3.2092 | 3 | 3 | 4 | 2.5 | Property Parcels | 1 |  | 5 | 1.295 | 0.054254 | Modelled Flow Data Used & Depth Available | 148.3352 | 4
2011 | 2198 | 16117 | 10009043 | 197422 | DSTSE | Tamaki South East Branch | Gravity | Pipe | Buried | OP | CONC | None | 1989-06-30 | 12.71 | 12.59 | dwg | TE | Transmission | DC06038 | 2 |  |  | 4 | 900 | [5 empty] | 78139 | NA |  | 32.06 |  | WSL |  | Waikato,Ngāti Maru,Ngāti Tamaoho,Ngāti Whanaunga,Ngāti Tamaterā,Ngāti Pāoa,Ngāi Tai ki Tāmaki,Ngāti Hako,Te Ākitai Waiohua | 2 | 2 | 2 | 2015 | te puna wai | no | 1 | 1 | 1 | CCTV Available (0-10 Years Old) & Soil Type Available | 3.2092 | 3 | 3 | 4 | 2.5 | Property Parcels | 1 |  | 5 | 1.295 | 0.054164 | Modelled Flow Data Used & Depth Available | 32.0566 | 8
555 | 578 | 15345 | 10007087 | 195720 | DSORM | Orakei Main Sewer | Gravity | Pipe | Buried | OP | BRICK | None | 1911-06-30 | 7.32 | 7.08 | dwg | OM | Transmission | Legacy | 1 |  |  | 4 | 1050 | [5 empty] | 76293 | NA |  | 260.52 |  | WSL |  | Te Kawerau a Maki,Ngāti Whātua,Ngāti Maru,Ngāti Whātua o Ōrākei,Ngāti Tamaoho,Ngāti Tamaterā,Ngāi Tai ki Tāmaki,Ngāti Hako,Te Ākitai Waiohua | 3.51 | 4 | 3 | 2013 | CCTV Footage Review Log South_Latest.xls | no | 3 | 3 | 4 | CCTV Available (10-20 Years Old) & Soil Type Available | 3.209 | 3 | 3 | 4 | 2.5 | Building Outlines | 1 | Aquifer - Auckland Isthmus Volcanic Aquifer | 5 | 1.295 | 0.05361 | Modelled Flow Data Used & Depth Available | 260.5228 | 18
176 | 188 | 16417 | 10008804 | 197303 | DSTIN | Tamaki East Interceptor | Gravity | Pipe | Buried | OP | CONC | None | 1984-06-30 | 8.32 | 8.13 | dwg | TE | Transmission | Legacy | 1 |  |  | 4 | 1050 | [5 empty] | 77983 | NA |  | 112.15 |  | WSL |  | Waikato,Ngāti Maru,Ngāti Tamaoho,Ngāti Whanaunga,Ngāti Tamaterā,Ngāti Pāoa,Ngāi Tai ki Tāmaki,Ngāti Hako,Te Ākitai Waiohua | 2 | 2 | 2 | 2008 | CCTV Footage Review Log South_Latest.xls | no | 1 | 3 | 1 | CCTV Available (10-20 Years Old) & Soil Type Available | 3.208 | 3 | 3 | 4 | 2.5 | Property Parcels, Building Outlines | 1 |  | 5 | 1.295 | 0.050316 | Modelled Flow Data Used & Depth Available | 112.1495 | 8
77 | 83 | 16414 | 10008807 | 197505 | DSTIN | Tamaki East Interceptor | Gravity | Pipe | Buried | OP | CONC | None | 1984-06-30 | 9.02 | 8.68 | dwg | TE | Transmission | Legacy | 1 |  |  | 4 | 1050 | ASBUILT | ASBUILT | ASBUILT | ASBUILT | CONS | 77986 | NA |  | 201.31 | ASBUILT | WSL |  | Waikato,Ngāti Maru,Ngāti Tamaoho,Ngāti Whanaunga,Ngāti Tamaterā,Ngāti Pāoa,Ngāi Tai ki Tāmaki,Ngāti Hako,Te Ākitai Waiohua | 2 | 2 | 2 | 2008 | CCTV Footage Review Log South_Latest.xls | no | 1 | 1 | 1 | CCTV Available (10-20 Years Old) & Soil Type Available | 3.2079 | 3 | 3 | 4 | 2.5 | Property Parcels, Building Outlines | 1 |  | 5 | 1.295 | 0.050071 | Modelled Flow Data Used & Depth Available | 201.3071 | 8
175 | 187 | 16416 | 10008805 | 197106 | DSTIN | Tamaki East Interceptor | Gravity | Pipe | Buried | OP | CONC | None | 1984-06-30 | 8.5 | 8.32 | dwg | TE | Transmission | Legacya | 1 |  |  | 4 | 1050 | [5 empty] | 77984 | NA |  | 104.34 |  | WSL |  | Waikato,Ngāti Maru,Ngāti Tamaoho,Ngāti Whanaunga,Ngāti Tamaterā,Ngāti Pāoa,Ngāi Tai ki Tāmaki,Ngāti Hako,Te Ākitai Waiohua | 2 | 2 | 2 | 2008 | CCTV Footage Review Log South_Latest.xls | no | 1 | 1 | 1 | CCTV Available (10-20 Years Old) & Soil Type Available | 3.2079 | 3 | 3 | 4 | 2.5 | Property Parcels | 1 |  | 5 | 1.295 | 0.050071 | Modelled Flow Data Used & Depth Available | 104.3351 | 8
78 | 84 | 16415 | 10008806 | 197700 | DSTIN | Tamaki East Interceptor | Gravity | Pipe | Buried | OP | CONC | None | 1984-06-30 | 8.67 | 8.5 | dwg | TE | Transmission | Legacy | 1 |  |  | 4 | 1050 | ASBUILT | ASBUILT | ASBUILT | ASBUILT | CONS | 77985 | NA |  | 91.82 | ASBUILT | WSL |  | Waikato,Ngāti Maru,Ngāti Tamaoho,Ngāti Whanaunga,Ngāti Tamaterā,Ngāti Pāoa,Ngāi Tai ki Tāmaki,Ngāti Hako,Te Ākitai Waiohua | 2 | 2 | 2 | 2008 | CCTV Footage Review Log South_Latest.xls | no | 1 | 1 | 1 | CCTV Available (10-20 Years Old) & Soil Type Available | 3.2079 | 3 | 3 | 4 | 2.5 | Property Parcels, Building Outlines | 1 |  | 5 | 1.295 | 0.050068 | Modelled Flow Data Used & Depth Available | 91.8211 | 8
253 | 265 | 16411 | 10008810 | 197701 | DSTIN | Tamaki East Interceptor | Gravity | Pipe | Buried | OP | CONC | None | 1985-06-30 | 9.98 | 9.79 | dwg | TE | Transmission | Legacy | 1 |  |  | 4 | 1050 | [5 empty] | 77989 | NA |  | 88.52 |  | WSL |  | Waikato,Ngāti Maru,Ngāti Tamaoho,Ngāti Whanaunga,Ngāti Tamaterā,Ngāti Pāoa,Ngāi Tai ki Tāmaki,Ngāti Hako,Te Ākitai Waiohua | 2 | 2 | 2 | 2008 | CCTV Footage Review Log South_Latest.xls | no | 1 | 1 | 1 | CCTV Available (10-20 Years Old) & Soil Type Available | 3.2079 | 3 | 3 | 4 | 2.5 | Property Parcels, Building Outlines | 1 |  | 5 | 1.295 | 0.050046 | Modelled Flow Data Used & Depth Available | 88.5236 | 8
251 | 263 | 16412 | 10008809 | 197107 | DSTIN | Tamaki East Interceptor | Gravity | Pipe | Buried | OP | CONC | None | 1984-06-30 | 9.79 | 9.36 | 0.1s | TE | Transmission | Legacy | 1 |  |  | 4 | 1050 | [5 empty] | 77988 | NA |  | 204.55 |  | WSL |  | Waikato,Ngāti Maru,Ngāti Tamaoho,Ngāti Whanaunga,Ngāti Tamaterā,Ngāti Pāoa,Ngāi Tai ki Tāmaki,Ngāti Hako,Te Ākitai Waiohua | 2 | 2 | 2 | 2008 | CCTV Footage Review Log South_Latest.xls | no | 1 | 1 | 1 | CCTV Available (10-20 Years Old) & Soil Type Available | 3.2079 | 3 | 3 | 4 | 2.5 | Property Parcels, Building Outlines | 1 |  | 5 | 1.295 | 0.050036 | Modelled Flow Data Used & Depth Available | 204.549 | 8
223 | 235 | 16413 | 10008808 | 197304 | DSTIN | Tamaki East Interceptor | Gravity | Pipe | Buried | OP | CONC | None | 1984-06-30 | 9.36 | 9.02 | dwg | TE | Transmission | Legacy | 1 |  |  | 4 | 1050 | [5 empty] | 77987 | NA |  | 201.07 |  | WSL |  | Waikato,Ngāti Maru,Ngāti Tamaoho,Ngāti Whanaunga,Ngāti Tamaterā,Ngāti Pāoa,Ngāi Tai ki Tāmaki,Ngāti Hako,Te Ākitai Waiohua | 2 | 2 | 2 | 2008 | CCTV Footage Review Log South_Latest.xls | no | 1 | 1 | 1 | CCTV Available (10-20 Years Old) & Soil Type Available | 3.2079 | 3 | 3 | 4 | 2.5 | Property Parcels, Building Outlines | 1 |  | 5 | 1.295 | 0.050023 | Modelled Flow Data Used & Depth Available | 201.0714 | 8
735 | 770 | 15109 | 10004365 | 193339 | DSB07 | Branch 7 Arch Hill | Gravity | Pipe | Buried | OP | CONC | None | 1912-06-30 | 6.24 | 6.11 | dwg | OM | Transmission | Legacy | 2 |  |  | 4 | 910 | [5 empty] | 74135 | NA |  | 62.44 |  | WSL |  | Te Kawerau a Maki,Ngāti Whātua,Ngāti Maru,Ngāti Whātua o Ōrākei,Ngāti Tamaoho,Ngāti Tamaterā,Ngāi Tai ki Tāmaki,Ngāti Hako,Te Ākitai Waiohua | 4.13 | 4 | 3 | 2010 | te puna wai | no | 5 | 1 | 5 | CCTV Available (10-20 Years Old) & Soil Type Available | 3.2078 | 3 | 3 | 4 | 2.5 | Property Parcels | 1 | Mana Whenua - Nga Kauaewhati, Significant Ecological Area - SEA_T_6245 - | 5 | 1.295 | 0.04984 | Modelled Flow Data Used & Depth Available | 62.4354 | 18
2365 | 2576 | 15105 | 10004373 | 193347 | DSB07 | Branch 7 Arch Hill | Gravity | Pipe | Buried | OP | CONC | EP | 1912-06-30 | 7.66 | 7.31 | dwg | OM | Transmission | Legacy | 2 |  |  | 4 | 910 | [5 empty] | 74143 | NA |  | 106.19 |  | WSL |  | Te Kawerau a Maki,Ngāti Whātua,Ngāti Maru,Ngāti Whātua o Ōrākei,Ngāti Tamaoho,Ngāti Tamaterā,Ngāi Tai ki Tāmaki,Ngāti Hako,Te Ākitai Waiohua | 2 | 2 | 2 | 2016 | te puna wai | no | 5 | 1 | 1 | CCTV Available (0-10 Years Old) & Soil Type Available | 3.2078 | 3 | 3 | 4 | 2.5 | Property Parcels | 1 | Significant Ecological Area - SEA_T_5288 | 5 | 1.295 | 0.049676 | Modelled Flow Data Used & Depth Available | 106.1948 | 8
2358 | 2569 | 15113 | 10004380 | 193196 | DSB07 | Branch 7 Arch Hill | Gravity | Pipe | Buried | OP | CONC | None | 1972-06-30 | 8.88 | 8.73 | dwg | OM | Transmission | Legacy | 2 |  |  | 4 | 910 | [5 empty] | 74150 | NA |  | 36.43 |  | WSL |  | Te Kawerau a Maki,Ngāti Whātua,Ngāti Maru,Ngāti Whātua o Ōrākei,Ngāti Tamaoho,Ngāti Tamaterā,Ngāi Tai ki Tāmaki,Ngāti Hako,Te Ākitai Waiohua | 3 | 3 | 3 | 2010 | te puna wai | no | 5 | 1 | 2 | CCTV Available (10-20 Years Old) & Soil Type Available | 3.2074 | 3 | 3 | 4 | 2.5 | Property Parcels | 1 | Aquifer - Western Springs Volcanic Aquifer | 5 | 1.295 | 0.048562 | Modelled Flow Data Used & Depth Available | 36.4296 | 14
2258 | 2469 | 15117 | 10004384 | 193197 | DSB07 | Branch 7 Arch Hill | Gravity | Pipe | Buried | OP | CONC | None | 1976-06-30 | 9.39 | 9.31 | dwg | OM | Transmission | Legacy | 2 |  |  | 4 | 900 | [5 empty] | 74157 | NA |  | 23.35 |  | WSL |  | Te Kawerau a Maki,Ngāti Whātua,Ngāti Maru,Ngāti Whātua o Ōrākei,Ngāti Tamaoho,Ngāti Tamaterā,Ngāi Tai ki Tāmaki,Ngāti Hako,Te Ākitai Waiohua | 2.05 | 2 | 1 | 2011 | te puna wai | no | 5 | 1 | 2 | CCTV Available (10-20 Years Old) & Soil Type Available | 3.2074 | 3 | 3 | 4 | 2.5 | Property Parcels | 1 | Aquifer - Western Springs Volcanic Aquifer | 5 | 1.295 | 0.048453 | Modelled Flow Data Used & Depth Available | 23.3546 | 8
549 | 572 | 15854 | 10007095 | 195722 | DSORM | Orakei Main Sewer | Gravity | Pipe | Tunnelled | OP | BRICK | None | 1911-06-30 | 8.11 | 8.1 | dwg | OM | Transmission | Legacy | 1 |  |  | 4 | 1050 | [5 empty] | 76306 | NA |  | 8.01 |  | WSL |  | Te Kawerau a Maki,Ngāti Whātua,Ngāti Maru,Ngāti Whātua o Ōrākei,Ngāti Tamaoho,Ngāti Tamaterā,Ngāi Tai ki Tāmaki,Ngāti Hako,Te Ākitai Waiohua | 3.08 | 3 | 3 | 2013 | CCTV Footage Review Log South_Latest.xls | no | 1 | 1 | 4 | CCTV Available (10-20 Years Old) & Soil Type Available | 3.2058 | 3 | 3 | 4 | 2.5 | Property Parcels | 1 |  | 5 | 1.295 | 0.043402 | Modelled Flow Data Used & Depth Available | 8.0142 | 14
4502 | 4804 | 15773 | 10007092 | 196438 | DSORM | Orakei Main Sewer | Gravity | Pipe | Tunnelled | OP | BRICK | None | 1911-06-30 | 7.84 | 7.77 | dwg | OM | Transmission | Legacy | 2 |  |  | 4 | 1050 | [5 empty] | 76300 | NA |  | 91.5 |  | WSL |  | Te Kawerau a Maki,Ngāti Whātua,Ngāti Maru,Ngāti Whātua o Ōrākei,Ngāti Tamaoho,Ngāti Tamaterā,Ngāi Tai ki Tāmaki,Ngāti Hako,Te Ākitai Waiohua | 4 | 4 | 4 | 2013 | CCTV Footage Review Log South_Latest.xls | no | 1 | 1 | 4 | CCTV Available (10-20 Years Old) & Soil Type Available | 3.2058 | 3 | 3 | 4 | 2.5 | Property Parcels | 1 |  | 5 | 1.295 | 0.043386 | Modelled Flow Data Used & Depth Available | 91.4957 | 18
4501 | 4803 | 17431 | 10007093 | 195869 | DSORM | Orakei Main Sewer | Gravity | Pipe | Buried | OP | BRICK | None | 1911-06-30 | 7.97 | 7.84 | dwg | OM | Transmission | Legacy | 2 |  |  | 4 | 1050 | [5 empty] | 76301 | NA |  | 52.68 |  | WSL |  | Te Kawerau a Maki,Ngāti Whātua,Ngāti Maru,Ngāti Whātua o Ōrākei,Ngāti Tamaoho,Ngāti Tamaterā,Ngāi Tai ki Tāmaki,Ngāti Hako,Te Ākitai Waiohua | 3.35 | 3 | 3 | 2013 | CCTV Footage Review Log South_Latest.xls | no | 3 | 1 | 4 | CCTV Available (10-20 Years Old) & Soil Type Available | 3.2058 | 3 | 3 | 4 | 2.5 | Property Parcels | 1 | Place Of Historic Heritage - Oakley Creek historic landscape, including stone walls, mill site, historic bridge, Maori occupation site, and karaka trees, Significant Ecological Area - SEA_T_6008 | 5 | 1.295 | 0.043382 | Modelled Flow Data Used & Depth Available | 52.6828 | 14
548 | 571 | 15295 | 10007096 | 196439 | DSORM | Orakei Main Sewer | Gravity | Pipe | Buried | OP | BRICK | None | 1911-06-30 | 8.22 | 8.11 | dwg | OM | Transmission | Legacy | 1 |  |  | 4 | 1050 | [5 empty] | 76307 | NA |  | 111.77 |  | WSL |  | Te Kawerau a Maki,Ngāti Whātua,Ngāti Maru,Ngāti Whātua o Ōrākei,Ngāti Tamaoho,Ngāti Tamaterā,Ngāi Tai ki Tāmaki,Ngāti Hako,Te Ākitai Waiohua | 3.08 | 3 | 3 | 2013 | CCTV Footage Review Log South_Latest.xls | no | 1 | 1 | 4 | CCTV Available (10-20 Years Old) & Soil Type Available | 3.2056 | 3 | 3 | 4 | 2.5 | Property Parcels | 1 | Place Of Historic Heritage - Oakley Creek historic landscape, including stone walls, mill site, historic bridge, Maori occupation site, and karaka trees, Significant Ecological Area - SEA_T_6008 | 5 | 1.295 | 0.042752 | Modelled Flow Data Used & Depth Available | 111.7747 | 14
754 | 792 | 15644 | 10004620 | 193663 | DSB09 | Branch 9 Mt Roskill | Gravity | Pipe | Buried | OP | CONC | None | 1965-06-30 | 50.56 | 50.46 | dwg | WI | Transmission | Legacy | 2 |  |  | 4 | 450 | [5 empty] | 74326 | NA |  | 21.34 |  | WSL |  | Waikato,Te Kawerau a Maki,Ngāti Whātua,Ngāti Maru,Ngāti Whātua o Ōrākei,Ngāti Tamaoho,Ngāti Tamaterā,Ngāi Tai ki Tāmaki,Ngāti Hako,Te Ākitai Waiohua | 2.27 | 2 | 2 | 2016 | CCTV Footage Review Log South_Latest.xls | no | 5 | 1 | 2 | CCTV Available (0-10 Years Old) & Soil Type Available | 3.195 | 3 | 2 | 2 | 2.5 | Property Parcels | 4 | Aquifer - Auckland Isthmus Volcanic Aquifer, NZ River Lines | 1 | 1.305 | 0.027241 | Modelled Flow Data Used & Depth Available | 21.343 | 8
686 | 719 | 15901 | 10004419 | 193614 | DSB07 | Branch 7 Arch Hill | Gravity | Pipe | Buried | OP | CONC | None | 1912-06-30 | 6.11 | 6.07 | dwg | OM | Transmission | Legacy | 2 |  |  | 4 | 910 | [5 empty] | 74134 | NA |  | 11.34 |  | WSL |  | Te Kawerau a Maki,Ngāti Whātua,Ngāti Maru,Ngāti Whātua o Ōrākei,Ngāti Tamaoho,Ngāti Tamaterā,Ngāi Tai ki Tāmaki,Ngāti Hako,Te Ākitai Waiohua | 3.05 | 3 | 2 | 2016 | te puna wai | no | 1 | 1 | 5 | CCTV Available (0-10 Years Old) & Soil Type Available | 3.1925 | 3 | 1 | 4 | 2.5 | Property Parcels | 1 | Mana Whenua - Nga Kauaewhati | 5 | 1.295 | 0 | Modelled Flow Data Used & Depth Available | 11.3401 | 14
72 | 78 | 17364 | 10008412 | 196839 | DSSWI | Southwestern Interceptor | Gravity | Pipe | Bridged | OP | CLS | None | 1998-06-30 | 7.82 | 7.79 | dwg | SW | Transmission | Legacy | 1 |  |  | 4 | 1600 | [5 empty] | 77560 | NA |  | 66.45 |  | WSL |  | Waikato,Te Kawerau a Maki,Ngāti Maru,Ngāti Tamaoho,Ngāti Tamaterā,Ngāi Tai ki Tāmaki,Ngāti Hako,Te Ākitai Waiohua | 2 | 2 | 2 | 2016 | te puna wai | no | 1 | 1 | 2 | CCTV Available (0-10 Years Old) & Soil Type Not Available | 3.1904 | 3 | 5 | 5 | 1 |  | 1 | Ocean Intercept, Significant Ecological Area - SEA-M2-27a, Aquifer - Wiri Volcanic Aquifer | 5 | 0.895 | 0.24836 | Modelled Flow Data Used & Depth Available | 66.4472 | 8
11 | 11 | 16172 | 10005985 | 195472 | DSHIN | Howick Interceptor | Gravity | Pipe | Buried | OP | CONC | None | 1964-06-30 | 18.28 | 17.58 | dwg | HI | Transmission | Legacy | 1 |  |  | 4 | 450 | [5 empty] | 75462 | NA |  | 77.71 |  | WSL |  | Waikato,Ngāti Maru,Ngāti Tamaoho,Te Patukirikiri,Ngāti Whanaunga,Ngāti Tamaterā,Ngāti Pāoa,Ngāi Tai ki Tāmaki,Ngāti Hako,Te Ākitai Waiohua | 3 | 3 | 3 | 2015 | CCTV Footage Review Log South_Latest.xls | no | 5 | 1 | 2 | CCTV Available (0-10 Years Old) & Soil Type Available | 3.1902 | 3 | 2 | 2 | 2.5 | Property Parcels | 4 | NZ River Lines | 1 | 1.305 | 0.037845 | Modelled Flow Data Used & Depth Available | 77.7071 | 14
376 | 392 | 15757 | 10008081 | 196586 | DSSIN | Southern Interceptor | Gravity | Pipe | Buried | OP | CONC | None | 1964-06-30 | 19.68 | 18.95 | dwg | SI | Transmission | Legacy | 1 |  |  | 4 | 900 | [5 empty] | 77303 | NA |  | 258.31 |  | WSL |  | Waikato,Te Kawerau a Maki,Ngāti Maru,Ngāti Tamaoho,Ngāti Whanaunga,Ngāti Tamaterā,Ngāi Tai ki Tāmaki,Ngāti Hako,Te Ākitai Waiohua | 2 | 2 | 2 | 2019 | CCTV Footage Review Log South_Latest.xls | no | 1 | 1 | 2 | CCTV Available (0-10 Years Old) & Soil Type Available | 3.1895 | 3 | 1 | 4 | 2.5 | Property Parcels | 1 |  | 5 | 1.295 | 0.0025353 | Modelled Flow Data Used & Depth Available | 258.3054 | 8
4176 | 4459 | 928298 | 10090344 | 195186 | DSGLF | Glenfield Branch Sewer TS4A | Gravity | Pipe | Buried | OP | CONC | None | 1975-01-01 |  |  | dwg | NI | Transmission | Legacy | 2 |  |  | 4 | 381 | [5 empty] | 64683 | NA |  | 65.52 |  | WSL |  | Te Kawerau a Maki,Ngāti Whātua,Ngāti Maru,Ngāti Whātua o Ōrākei,Ngāti Tamaoho,Ngāti Manuhiri,Te Patukirikiri,Ngāti Whanaunga,Ngāti Tamaterā,Ngāti Pāoa,Ngāi Tai ki Tāmaki,Ngāti Hako,Te Ākitai Waiohua | 2.27 | 2 | 2 | 2016 | te puna wai | no | 5 | 1 | 2 | CCTV Available (0-10 Years Old) & Soil Type Available | 3.185 | 3 | 1 | 1 | 3.5 | Property Parcels, Building Outlines | 1 |  | 1.5 | 1.29 | 0 | Modelled Flow Data Used & Depth Available | 65.518 | 8
4171 | 4453 | 928297 | 10090341 | 194532 | DSGLF | Glenfield Branch Sewer TS4A | Gravity | Pipe | Buried | OP | CONC | None | 1975-01-01 |  |  | dwg | NI | Transmission | Legacy | 2 |  |  | 4 | 381 | [5 empty] | 64680 | NA |  | 52.88 |  | WSL |  | Te Kawerau a Maki,Ngāti Whātua,Ngāti Maru,Ngāti Whātua o Ōrākei,Ngāti Tamaoho,Ngāti Manuhiri,Te Patukirikiri,Ngāti Whanaunga,Ngāti Tamaterā,Ngāti Pāoa,Ngāi Tai ki Tāmaki,Ngāti Hako,Te Ākitai Waiohua | 2.27 | 2 | 2 | 2016 | te puna wai | no | 5 | 1 | 2 | CCTV Available (0-10 Years Old) & Soil Type Available | 3.185 | 3 | 1 | 1 | 3.5 | Property Parcels, Building Outlines | 1 |  | 1.5 | 1.29 | 0 | Modelled Flow Data Used & Depth Available | 52.8764 | 8
3251 | 3515 | 918911 | 10090340 | 195185 | DSGLF | Glenfield Branch Sewer TS4A | Gravity | Pipe | Buried | OP | CONC | None | 1975-01-01 |  |  | dwg | NI | Transmission | Legacy | 2 |  |  | 4 | 381 | [5 empty] | 64679 | NA |  | 18.77 |  | WSL |  | Te Kawerau a Maki,Ngāti Whātua,Ngāti Maru,Ngāti Whātua o Ōrākei,Ngāti Tamaoho,Ngāti Manuhiri,Te Patukirikiri,Ngāti Whanaunga,Ngāti Tamaterā,Ngāti Pāoa,Ngāi Tai ki Tāmaki,Ngāti Hako,Te Ākitai Waiohua | 2.27 | 2 | 2 | 2016 | te puna wai | no | 5 | 1 | 2 | CCTV Available (0-10 Years Old) & Soil Type Available | 3.185 | 3 | 1 | 1 | 3.5 | Property Parcels, Building Outlines | 1 |  | 1.5 | 1.29 | 0 | Modelled Flow Data Used & Depth Available | 18.7734 | 8
3749 | 4024 | 919168 | 10088851 | 197198 | DSTPF | Takapuna Foreshore Branch Sewer TS6B | Gravity | Pipe | Buried | OP | CONC | RIBLO | 1940-01-01 |  |  | dwg | NI | Transmission | Legacy | 2 |  |  | 4 | 300 | [5 empty] | 65427 | NA |  | 3.54 |  | WSL |  | Te Kawerau a Maki,Ngāti Whātua,Ngāti Maru,Ngāti Whātua o Ōrākei,Ngāti Tamaoho,Te Patukirikiri,Ngāti Whanaunga,Ngāti Tamaterā,Ngāti Pāoa,Ngāi Tai ki Tāmaki,Ngāti Hako,Te Ākitai Waiohua | 3 | 3 | 3 | 2015 | te puna wai | no | 5 | 1 | 1 | CCTV Available (0-10 Years Old) & Soil Type Available | 3.185 | 3 | 1 | 1 | 3.5 | Property Parcels, Building Outlines | 1 |  | 1.5 | 1.29 | 0 | Modelled Flow Data Used & Depth Available | 3.5431 | 14
3077 | 3338 | 913776 | 10088027 | 194968 | DSHLC | Hillcrest Branch Sewer TS15 | Gravity | Pipe | Buried | OP | CONC | None | 1960-01-01 |  |  | dwg | NI | Transmission | Legacy | 2 |  |  | 4 | 355 | [5 empty] | 64891 | NA |  | 92.11 |  | WSL |  | Te Kawerau a Maki,Ngāti Whātua,Ngāti Maru,Ngāti Whātua o Ōrākei,Ngāti Tamaoho,Ngāti Manuhiri,Te Patukirikiri,Ngāti Whanaunga,Ngāti Tamaterā,Ngāti Pāoa,Ngāi Tai ki Tāmaki,Ngāti Hako,Te Ākitai Waiohua | 3 | 3 | 3 | 2016 | te puna wai | yes | 1 | 3 | 3 | CCTV Available (0-10 Years Old) & Soil Type Available | 3.185 | 3 | 1 | 1 | 3.5 | Property Parcels, Building Outlines | 1 |  | 1.5 | 1.29 | 0 | Modelled Flow Data Used & Depth Available | 92.1054 | 14
117 | 123 | 15978 | 10008026 | 197025 | DSSIN | Southern Interceptor | Gravity | Pipe | Buried | OP | CONC | None | 1964-06-30 | 8.49 | 8.4 | dwg | SI | Transmission | Legacy | 1 |  |  | 4 | 1350 | [5 empty] | 77246 | NA |  | 105.18 |  | WSL |  | Waikato,Te Kawerau a Maki,Ngāti Maru,Ngāti Tamaoho,Ngāti Tamaterā,Ngāi Tai ki Tāmaki,Ngāti Hako,Te Ākitai Waiohua | 3 | 3 | 3 | 2019 | CCTV Footage Review Log South_Latest.xls | no | 1 | 3 | 2 | CCTV Available (0-10 Years Old) & Soil Type Available | 3.1843 | 3 | 4 | 5 | 2.5 | Property Parcels, Building Outlines | 1 |  | 1 | 1.215 | 0.094927 | Modelled Flow Data Used & Depth Available | 105.179 | 14
4042 | 4321 | 929546 | 10087924 | 195326 | DSHKI | Hauraki Branch Sewer TS3A | Gravity | Pipe | Buried | OP | CONC | None | 1963-01-01 |  |  | dwg | NI | Transmission | Legacy | 2 |  |  | 4 | 381 | [5 empty] | 64837 | NA |  | 32.05 |  | WSL |  | Te Kawerau a Maki,Ngāti Whātua,Ngāti Maru,Ngāti Whātua o Ōrākei,Ngāti Tamaoho,Te Patukirikiri,Ngāti Whanaunga,Ngāti Tamaterā,Ngāti Pāoa,Ngāi Tai ki Tāmaki,Ngāti Hako,Te Ākitai Waiohua | 3 | 3 | 3 | 2017 | te puna wai | no | 1 | 1 | 3 | CCTV Available (0-10 Years Old) & Soil Type Available | 3.1841 | 3 | 1 | 1 | 3.5 | Property Parcels, Building Outlines | 1 |  | 1.5 | 1.29 | 0.0007657 | Modelled Flow Data Used & Depth Available | 32.0473 | 14
354 | 366 | 15754 | 10008075 | 196739 | DSSIN | Southern Interceptor | Gravity | Pipe | Buried | OP | CONC | None | 1971-06-30 | 17.71 | 17.29 | dwg | SI | Transmission | Legacy | 1 |  |  | 4 | 900 | [5 empty] | 77297 | NA |  | 145 |  | WSL |  | Waikato,Te Kawerau a Maki,Ngāti Maru,Ngāti Tamaoho,Ngāti Whanaunga,Ngāti Tamaterā,Ngāi Tai ki Tāmaki,Ngāti Hako,Te Ākitai Waiohua | 2 | 2 | 2 | 2019 | CCTV Footage Review Log South_Latest.xls | no | 1 | 1 | 2 | CCTV Available (0-10 Years Old) & Soil Type Available | 3.184 | 3 | 1 | 4 | 2.5 | Property Parcels | 1 |  | 5 | 1.295 | 0.007091 | Modelled Flow Data Used & Depth Available | 144.9952 | 8
763 | 802 | 23474 | 10008334 | 196824 | DSSP2 | Sylvia Park Rising Main 2 | Rising | Pipe | Buried | OP | PE | None | 2005-06-30 |  |  | 0.1s | EI | Transmission | DC06009 | 2 |  |  | 4 | 450 | [5 empty] | 77476 | NA |  | 317.87 |  | WSL |  | Waikato,Te Kawerau a Maki,Ngāti Whātua,Ngāti Maru,Ngāti Whātua o Ōrākei,Ngāti Tamaoho,Ngāti Whanaunga,Ngāti Tamaterā,Ngāti Pāoa,Ngāi Tai ki Tāmaki,Ngāti Hako,Te Ākitai Waiohua | 1.76 | 2 |  |  |  | no | 5 | 1 | 1 | CCTV NOT Available or Over 30 Years Old & Soil Type Available | 3.182 | 3 | 2 | 4 | 3.5 | Property Parcels, Building Outlines | 1 |  | 1.5 | 1.48 | 0.4 | Diameter Used For Flow Approximation & Depth Available | 317.8688 | 8
764 | 803 | 23473 | 10008310 | 196970 | DSSP1 | Sylvia Park Rising Main 1 | Rising | Pipe | Buried | OP | PE | None | 2005-06-30 |  |  | 0.1s | EI | Transmission | DC06009 | 2 |  |  | 4 | 450 | [5 empty] | 77452 | NA |  | 311.64 |  | WSL |  | Waikato,Te Kawerau a Maki,Ngāti Whātua,Ngāti Maru,Ngāti Whātua o Ōrākei,Ngāti Tamaoho,Ngāti Whanaunga,Ngāti Tamaterā,Ngāti Pāoa,Ngāi Tai ki Tāmaki,Ngāti Hako,Te Ākitai Waiohua | 1.76 | 2 |  |  |  | no | 5 | 1 | 1 | CCTV NOT Available or Over 30 Years Old & Soil Type Available | 3.182 | 3 | 2 | 4 | 3.5 | Property Parcels, Building Outlines | 1 |  | 1.5 | 1.48 | 0.4 | Diameter Used For Flow Approximation & Depth Available | 311.6434 | 8
3030 | 3291 | 2569048 | 10089106 | 192892 | DPBRB | Browns Bay Pump Station | Rising | Pipe | Buried | OP | CLS | None | 1965-01-01 |  |  | appr | NI | Transmission | PR15003 | 2 |  |  | 4 | 457 | [5 empty] | 63021 | NA |  | 2.6 |  | WSL |  | Te Kawerau a Maki,Ngāti Whātua,Ngāti Maru,Ngāti Whātua o Ōrākei,Ngāti Tamaoho,Ngāti Manuhiri,Te Patukirikiri,Ngāti Whanaunga,Ngāti Tamaterā,Ngāti Pāoa,Ngāi Tai ki Tāmaki,Ngāti Hako,Te Ākitai Waiohua | 4.58 | 5 |  |  |  | no | 5 | 1 | 5 | CCTV NOT Available or Over 30 Years Old & Soil Type Available | 3.182 | 3 | 2 | 4 | 3.5 | Property Parcels, Building Outlines | 1 |  | 1.5 | 1.48 | 0.4 | Diameter Used For Flow Approximation & Depth Available | 2.601 | 22
4229 | 4514 | 938902 | 10088148 | 195070 | DSKHK | Kahika Branch Sewer TS11 | Rising | Pipe | Buried | OP | CLS | None | 1961-01-01 |  |  | dwg | NI | Transmission | Legacy | 2 |  |  | 4 | 457 | [5 empty] | 64980 | NA |  | 175.38 |  | WSL |  | Te Kawerau a Maki,Ngāti Whātua,Ngāti Maru,Ngāti Whātua o Ōrākei,Ngāti Tamaoho,Ngāti Manuhiri,Ngāti Whanaunga,Ngāti Tamaterā,Ngāti Pāoa,Ngāi Tai ki Tāmaki,Ngāti Hako,Te Ākitai Waiohua | 4.2 | 4 |  |  |  | no | 3 | 1 | 5 | CCTV NOT Available or Over 30 Years Old & Soil Type Available | 3.182 | 3 | 2 | 4 | 3.5 | Property Parcels, Building Outlines | 1 | Significant Ecological Area - SEA_T_8323 | 1.5 | 1.48 | 0.4 | Diameter Used For Flow Approximation & Depth Available | 175.3769 | 18
4476 | 4772 | 4543487 | 10105463 | 192913 | DPFTD | Fred Thomas Drive Pump Station | Rising | Pipe | Buried | OP | MS | None | 2017-12-12 |  |  | dwg | NI | Transmission | T0001201A | 2 |  |  | 4 | 450 | [5 empty] | 63248 | NA |  | 10.38 |  | WSL |  | Te Kawerau a Maki,Ngāti Whātua,Ngāti Maru,Ngāti Whātua o Ōrākei,Ngāti Tamaoho,Ngāti Manuhiri,Te Patukirikiri,Ngāti Whanaunga,Ngāti Tamaterā,Ngāti Pāoa,Ngāi Tai ki Tāmaki,Ngāti Hako,Te Ākitai Waiohua | 1.8 | 2 |  |  |  | no | 3 | 5 | 1 | CCTV NOT Available or Over 30 Years Old & Soil Type Available | 3.182 | 3 | 2 | 4 | 3.5 | Property Parcels, Building Outlines | 1 |  | 1.5 | 1.48 | 0.4 | Diameter Used For Flow Approximation & Depth Available | 10.3802 | 8
3563 | 3836 | 2569212 | 10089100 | 192888 | DPALM | Alma Pump Station | Rising | Pipe | Buried | OP | CONC | None | 1961-01-01 |  |  | dwg | NI | Transmission | R0002668 | 2 |  |  | 4 | 457 | [5 empty] | 62900 | NA |  | 6.67 |  | WSL |  | Te Kawerau a Maki,Ngāti Whātua,Ngāti Maru,Ngāti Whātua o Ōrākei,Ngāti Tamaoho,Ngāti Manuhiri,Te Patukirikiri,Ngāti Whanaunga,Ngāti Tamaterā,Ngāti Pāoa,Ngāi Tai ki Tāmaki,Ngāti Hako,Te Ākitai Waiohua | 3 | 3 |  |  |  | no | 3 | 3 | 3 | CCTV NOT Available or Over 30 Years Old & Soil Type Available | 3.182 | 3 | 2 | 4 | 3.5 | Property Parcels, Building Outlines | 1 |  | 1.5 | 1.48 | 0.4 | Diameter Used For Flow Approximation & Depth Available | 6.6664 | 14
4363 | 4656 | 2672351 | 10100225 | 192980 | DPOTB | PS 31 Otara | Rising | Pipe | Buried | OP | PE | None | 2015-03-10 |  |  | dwg | SI | Transmission | T0000990 | 2 |  |  | 4 | 450 | [5 empty] | 72053 | NA |  | 40.22 |  | WSL |  | Waikato,Te Kawerau a Maki,Ngāti Maru,Ngāti Tamaoho,Ngāti Whanaunga,Ngāti Tamaterā,Ngāti Pāoa,Ngāi Tai ki Tāmaki,Ngāti Hako,Te Ākitai Waiohua | 1.21 | 1 |  |  |  | no | 1 | 3 | 1 | CCTV NOT Available or Over 30 Years Old & Soil Type Available | 3.182 | 3 | 2 | 4 | 3.5 | Building Outlines | 1 |  | 1.5 | 1.48 | 0.4 | Diameter Used For Flow Approximation & Depth Available | 40.2238 | 4
2560 | 2783 | 17751 | 10000369 | 193063 | DPENG | PS 15 Pt England | Rising | Pipe | Buried | OP | CONC | None | 1966-06-30 |  |  | dwg | EI | Transmission | Legacy | 2 |  |  | 4 | 450 | [5 empty] | 66688 | NA |  | 13.47 |  | WSL |  | Waikato,Te Kawerau a Maki,Ngāti Whātua,Ngāti Maru,Ngāti Whātua o Ōrākei,Ngāti Tamaoho,Te Patukirikiri,Ngāti Whanaunga,Ngāti Tamaterā,Ngāti Pāoa,Ngāi Tai ki Tāmaki,Ngāti Hako,Te Ākitai Waiohua | 1.92 | 2 |  |  |  | no | 1 | 3 | 2 | CCTV NOT Available or Over 30 Years Old & Soil Type Available | 3.182 | 3 | 2 | 4 | 3.5 | Building Outlines | 1 |  | 1.5 | 1.48 | 0.4 | Diameter Used For Flow Approximation & Depth Available | 13.4709 | 8
4470 | 4766 | 4537533 | 10087085 | 193109 | DPHOP | PS 70 Hobsonville Peninsula | Rising | Pipe | Buried | OP | PE | None | 2012-11-09 |  |  | dwg | WI | Transmission | T0000613 | 2 |  |  | 4 | 400 | [5 empty] | 70862 | NA |  | 10.21 |  | WSL |  | Te Kawerau a Maki,Ngāti Whātua,Ngāti Maru,Ngāti Whātua o Kaipara,Ngāti Whātua o Ōrākei,Ngāti Tamaoho,Ngāti Manuhiri,Ngāti Tamaterā,Ngāti Hako,Te Ākitai Waiohua | 1 | 1 |  |  |  | no | 1 | 1 | 1 | CCTV NOT Available or Over 30 Years Old & Soil Type Available | 3.182 | 3 | 2 | 4 | 3.5 | Property Parcels, Building Outlines | 1 |  | 1.5 | 1.48 | 0.4 | Diameter Used For Flow Approximation & Depth Available | 10.207 | 4
445 | 463 | 17363 | 10008411 | 197162 | DSSWI | Southwestern Interceptor | Gravity | Pipe | Buried | OP | CONC | None | 1998-06-30 | 7.79 | 7.64 | dwg | SW | Transmission | Legacy | 1 |  |  | 4 | 1600 | [5 empty] | 77559 | NA |  | 349.79 |  | WSL |  | Waikato,Te Kawerau a Maki,Ngāti Maru,Ngāti Tamaoho,Ngāti Tamaterā,Ngāi Tai ki Tāmaki,Ngāti Hako,Te Ākitai Waiohua | 2 | 2 | 2 | 2016 | te puna wai | no | 5 | 3 | 1 | CCTV Available (0-10 Years Old) & Soil Type Available | 3.181 | 3 | 5 | 5 | 1 |  | 1 | Significant Ecological Area - SEA_T_589, Aquifer - Wiri Volcanic Aquifer | 5 | 0.895 | 0.24446 | Modelled Flow Data Used & Depth Available | 349.7852 | 8
546 | 569 | 15752 | 10008073 | 196585 | DSSIN | Southern Interceptor | Gravity | Pipe | Buried | OP | CONC | None | 1971-06-30 | 16.55 | 16.32 | dwg | SI | Transmission | Legacy | 1 |  |  | 4 | 1050 | [5 empty] | 77295 | NA |  | 133.03 |  | WSL |  | Waikato,Te Kawerau a Maki,Ngāti Maru,Ngāti Tamaoho,Ngāti Whanaunga,Ngāti Tamaterā,Ngāi Tai ki Tāmaki,Ngāti Hako,Te Ākitai Waiohua | 2.27 | 2 | 2 | 2019 | CCTV Footage Review Log South_Latest.xls | no | 5 | 1 | 2 | CCTV Available (0-10 Years Old) & Soil Type Available | 3.1809 | 3 | 1 | 4 | 2.5 | Property Parcels | 1 |  | 5 | 1.295 | 0.0097002 | Modelled Flow Data Used & Depth Available | 133.0258 | 8
3669 | 3944 | 903580 | 10090350 | 195037 | DSGLF | Glenfield Branch Sewer TS4A | Gravity | Pipe | Buried | OP | CONC | None | 1975-01-01 |  |  | dwg | NI | Transmission | Legacy | 2 |  |  | 4 | 300 | [5 empty] | 64689 | NA |  | 121.98 |  | WSL |  | Te Kawerau a Maki,Ngāti Whātua,Ngāti Maru,Ngāti Whātua o Ōrākei,Ngāti Tamaoho,Ngāti Manuhiri,Te Patukirikiri,Ngāti Whanaunga,Ngāti Tamaterā,Ngāti Pāoa,Ngāi Tai ki Tāmaki,Ngāti Hako,Te Ākitai Waiohua | 3 | 3 | 3 | 2016 | te puna wai | no | 5 | 1 | 2 | CCTV Available (0-10 Years Old) & Soil Type Available | 3.1805 | 3 | 1 | 1 | 3.5 | Property Parcels, Building Outlines | 1 |  | 1.5 | 1.29 | 0.0038285 | Modelled Flow Data Used & Depth Available | 121.9751 | 14
2038 | 2233 | 17340 | 10009053 | 197901 | DSTSE | Tamaki South East Branch | Gravity | Pipe | Buried | OP | CONC | None | 1998-06-30 | 15.54 | 15.3 | dwg | TE | Transmission | DC06038 | 2 |  |  | 4 | 825 | [5 empty] | 78149 | NA |  | 171.59 |  | WSL |  | Waikato,Ngāti Maru,Ngāti Tamaoho,Ngāti Whanaunga,Ngāti Tamaterā,Ngāti Pāoa,Ngāi Tai ki Tāmaki,Ngāti Hako,Te Ākitai Waiohua | 1.18 | 1 | 1 | 1999 | te puna wai | no | 1 | 3 | 1 | CCTV Available (20-30 Years Old) & Soil Type Available | 3.1802 | 3 | 2 | 4 | 2.5 | Property Parcels | 1 |  | 5 | 1.295 | 0.027743 | Modelled Flow Data Used & Depth Available | 171.5908 | 4
4007 | 4285 | 928802 | 10089797 | 194382 | DSBMT | Belmont Branch Sewer TS2B | Gravity | Pipe | Buried | OP | CONC | None | 1967-01-01 |  |  | dwg | NI | Transmission | Legacy | 2 |  |  | 4 | 381 | [5 empty] | 64342 | NA |  | 79.11 |  | WSL |  | Te Kawerau a Maki,Ngāti Whātua,Ngāti Maru,Ngāti Whātua o Ōrākei,Ngāti Tamaoho,Te Patukirikiri,Ngāti Whanaunga,Ngāti Tamaterā,Ngāti Pāoa,Ngāi Tai ki Tāmaki,Ngāti Hako,Te Ākitai Waiohua | 2.46 | 2 |  |  |  | no | 5 | 1 | 2 | CCTV NOT Available or Over 30 Years Old & Soil Type Available | 3.1796 | 3 | 1 | 1 | 3.5 | Property Parcels, Building Outlines | 1 |  | 1.5 | 1.29 | 0.0045942 | Modelled Flow Data Used & Depth Available | 79.1132 | 8
3348 | 3616 | 930937 | 10089798 | 194086 | DSBMT | Belmont Branch Sewer TS2B | Gravity | Pipe | Buried | OP | CONC | None | 1967-01-01 |  |  | dwg | NI | Transmission | Legacy | 2 |  |  | 4 | 381 | [5 empty] | 64343 | NA |  | 65.11 |  | WSL |  | Te Kawerau a Maki,Ngāti Whātua,Ngāti Maru,Ngāti Whātua o Ōrākei,Ngāti Tamaoho,Te Patukirikiri,Ngāti Whanaunga,Ngāti Tamaterā,Ngāti Pāoa,Ngāi Tai ki Tāmaki,Ngāti Hako,Te Ākitai Waiohua | 3 | 3 | 3 | 2016 | te puna wai | no | 1 | 1 | 2 | CCTV Available (0-10 Years Old) & Soil Type Available | 3.1796 | 3 | 1 | 1 | 3.5 | Property Parcels, Building Outlines | 1 |  | 1.5 | 1.29 | 0.0045942 | Modelled Flow Data Used & Depth Available | 65.1061 | 14
4118 | 4400 | 930958 | 10089792 | 193839 | DSBMT | Belmont Branch Sewer TS2B | Gravity | Pipe | Buried | OP | CONC | None | 1967-01-01 |  |  | dwg | NI | Transmission | Legacy | 2 |  |  | 4 | 381 | [5 empty] | 64337 | NA |  | 59.49 |  | WSL |  | Te Kawerau a Maki,Ngāti Whātua,Ngāti Maru,Ngāti Whātua o Ōrākei,Ngāti Tamaoho,Te Patukirikiri,Ngāti Whanaunga,Ngāti Tamaterā,Ngāti Pāoa,Ngāi Tai ki Tāmaki,Ngāti Hako,Te Ākitai Waiohua | 3 | 3 | 3 | 2016 | te puna wai | no | 1 | 1 | 2 | CCTV Available (0-10 Years Old) & Soil Type Available | 3.1796 | 3 | 1 | 1 | 3.5 | Property Parcels, Building Outlines | 1 |  | 1.5 | 1.29 | 0.0045942 | Modelled Flow Data Used & Depth Available | 59.4878 | 14
4182 | 4466 | 930956 | 10089790 | 194084 | DSBMT | Belmont Branch Sewer TS2B | Gravity | Pipe | Buried | OP | CONC | None | 1967-01-01 |  |  | dwg | NI | Transmission | Legacy | 2 |  |  | 4 | 381 | [5 empty] | 64335 | NA |  | 38.81 |  | WSL |  | Te Kawerau a Maki,Ngāti Whātua,Ngāti Maru,Ngāti Whātua o Ōrākei,Ngāti Tamaoho,Te Patukirikiri,Ngāti Whanaunga,Ngāti Tamaterā,Ngāti Pāoa,Ngāi Tai ki Tāmaki,Ngāti Hako,Te Ākitai Waiohua | 3 | 3 | 3 | 2016 | te puna wai | no | 1 | 1 | 2 | CCTV Available (0-10 Years Old) & Soil Type Available | 3.1796 | 3 | 1 | 1 | 3.5 | Property Parcels, Building Outlines | 1 |  | 1.5 | 1.29 | 0.0045942 | Modelled Flow Data Used & Depth Available | 38.8098 | 14
4150 | 4432 | 930960 | 10089791 | 194228 | DSBMT | Belmont Branch Sewer TS2B | Gravity | Pipe | Buried | OP | CONC | None | 1967-01-01 |  |  | dwg | NI | Transmission | Legacy | 2 |  |  | 4 | 381 | [5 empty] | 64336 | NA |  | 31.15 |  | WSL |  | Te Kawerau a Maki,Ngāti Whātua,Ngāti Maru,Ngāti Whātua o Ōrākei,Ngāti Tamaoho,Te Patukirikiri,Ngāti Whanaunga,Ngāti Tamaterā,Ngāti Pāoa,Ngāi Tai ki Tāmaki,Ngāti Hako,Te Ākitai Waiohua | 3 | 3 | 3 | 2016 | te puna wai | no | 1 | 1 | 2 | CCTV Available (0-10 Years Old) & Soil Type Available | 3.1796 | 3 | 1 | 1 | 3.5 | Property Parcels, Building Outlines | 1 |  | 1.5 | 1.29 | 0.0045942 | Modelled Flow Data Used & Depth Available | 31.1472 | 14
2035 | 2230 | 17337 | 10009050 | 197216 | DSTSE | Tamaki South East Branch | Gravity | Pipe | Buried | OP | CONC | None | 1998-12-18 | 14.74 | 14.6 | dwg | TE | Transmission | DC06038 | 2 |  |  | 4 | 825 | [5 empty] | 78146 | NA |  | 125.88 |  | WSL |  | Waikato,Ngāti Maru,Ngāti Tamaoho,Ngāti Whanaunga,Ngāti Tamaterā,Ngāti Pāoa,Ngāi Tai ki Tāmaki,Ngāti Hako,Te Ākitai Waiohua | 1.18 | 1 | 1 | 1999 | te puna wai | no | 1 | 3 | 1 | CCTV Available (20-30 Years Old) & Soil Type Available | 3.1782 | 3 | 2 | 4 | 2.5 | Property Parcels | 1 |  | 5 | 1.295 | 0.032395 | Modelled Flow Data Used & Depth Available | 125.8785 | 4
3533 | 3806 | 931269 | 10089888 | 194274 | DSBYS | Bayswater Branch Sewer TS2A | Gravity | Pipe | Buried | OP | VC | None | 1928-01-01 |  |  | dwg | NI | Transmission | Legacy | 2 |  |  | 4 | 375 | [5 empty] | 64388 | NA |  | 42.3 |  | WSL |  | Te Kawerau a Maki,Ngāti Whātua,Ngāti Maru,Ngāti Whātua o Ōrākei,Ngāti Tamaoho,Te Patukirikiri,Ngāti Whanaunga,Ngāti Tamaterā,Ngāti Pāoa,Ngāi Tai ki Tāmaki,Ngāti Hako,Te Ākitai Waiohua | 2.41 | 2 |  |  |  | no | 1 | 1 | 3 | CCTV NOT Available or Over 30 Years Old & Soil Type Available | 3.1777 | 3 | 1 | 1 | 3.5 | Property Parcels, Building Outlines | 1 |  | 1.5 | 1.29 | 0.0061256 | Modelled Flow Data Used & Depth Available | 42.2997 | 8
3534 | 3807 | 931271 | 10089890 | 194041 | DSBYS | Bayswater Branch Sewer TS2A | Gravity | Pipe | Buried | OP | VC | None | 1980-01-01 |  |  | dwg | NI | Transmission | Legacy | 2 |  |  | 4 | 375 | [5 empty] | 64390 | NA |  | 40.06 |  | WSL |  | Te Kawerau a Maki,Ngāti Whātua,Ngāti Maru,Ngāti Whātua o Ōrākei,Ngāti Tamaoho,Te Patukirikiri,Ngāti Whanaunga,Ngāti Tamaterā,Ngāti Pāoa,Ngāi Tai ki Tāmaki,Ngāti Hako,Te Ākitai Waiohua | 1 | 1 |  |  |  | no | 1 | 1 | 1 | CCTV NOT Available or Over 30 Years Old & Soil Type Available | 3.1777 | 3 | 1 | 1 | 3.5 | Property Parcels, Building Outlines | 1 |  | 1.5 | 1.29 | 0.0061256 | Modelled Flow Data Used & Depth Available | 40.0611 | 4
3970 | 4248 | 919237 | 10089889 | 194550 | DSBYS | Bayswater Branch Sewer TS2A | Gravity | Pipe | Buried | OP | VC | None | 1928-01-01 |  |  | dwg | NI | Transmission | Legacy | 2 |  |  | 4 | 375 | [5 empty] | 64389 | NA |  | 28.84 |  | WSL |  | Te Kawerau a Maki,Ngāti Whātua,Ngāti Maru,Ngāti Whātua o Ōrākei,Ngāti Tamaoho,Te Patukirikiri,Ngāti Whanaunga,Ngāti Tamaterā,Ngāti Pāoa,Ngāi Tai ki Tāmaki,Ngāti Hako,Te Ākitai Waiohua | 2.41 | 2 |  |  |  | no | 1 | 1 | 3 | CCTV NOT Available or Over 30 Years Old & Soil Type Available | 3.1777 | 3 | 1 | 1 | 3.5 | Property Parcels, Building Outlines | 1 |  | 1.5 | 1.29 | 0.0061256 | Modelled Flow Data Used & Depth Available | 28.8402 | 8
1280 | 1369 | 15814 | 10004061 | 193103 | DSB01 | Branch 1 Remuera | Gravity | Pipe | Buried | OP | VC | RIBLO | 1910-06-30 | 18.6 | 15.76 | dwg | OM | Transmission | DU2112 | 2 |  |  | 4 | 450 | [5 empty] | 73915 | NA |  | 100.43 |  | WSL |  | Waikato,Te Kawerau a Maki,Ngāti Whātua,Ngāti Maru,Ngāti Whātua o Ōrākei,Ngāti Tamaoho,Te Patukirikiri,Ngāti Tamaterā,Ngāti Pāoa,Ngāi Tai ki Tāmaki,Ngāti Hako,Te Ākitai Waiohua | 3 | 3 | 3 | 2013 | te puna wai | yes | 5 | 1 | 1 | CCTV Available (10-20 Years Old) & Soil Type Available | 3.1775 | 3 | 2 | 2 | 3.5 | Property Parcels, Building Outlines | 1 |  | 5 | 1.475 | 0.4 | Diameter Used For Flow Approximation & Depth Available | 100.4337 | 14
1412 | 1509 | 16319 | 10005236 | 194410 | DSCOB | Cockle Bay Branch | Gravity | Pipe | In Tunnel | OP | CONC | None | 1966-06-30 | -0.07 | -2.13 | dwg | HI | Transmission | Legacy | 2 |  |  | 4 | 450 | [5 empty] | 74704 | NA |  | 586.99 |  | WSL |  | Waikato,Ngāti Maru,Ngāti Tamaoho,Te Patukirikiri,Ngāti Whanaunga,Ngāti Tamaterā,Ngāti Pāoa,Ngāi Tai ki Tāmaki,Ngāti Hako,Te Ākitai Waiohua | 2 | 2 | 2 | 2011 | te puna wai | no | 1 | 1 | 2 | CCTV Available (10-20 Years Old) & Soil Type Available | 3.1775 | 3 | 2 | 2 | 3.5 | Property Parcels, Building Outlines, Safe Swim Beach | 1 | Ocean Intercept, Place Of Historic Heritage - Pillboxes | 5 | 1.475 | 0.4 | Diameter Used For Flow Approximation & Depth Available | 586.9861 | 8
2825 | 3074 | 302914 | 10077205 | 197831 | DSWLD | West Lynn Branch Diversion Sewer | Gravity | Pipe | Buried | OP | PE | None | 2012-12-13 | 13.41 | 12.2 | 0.1s | WI | Transmission | T0000238 | 2 |  |  | 4 | 400 | [5 empty] | 78630 | NA |  | 122.65 |  | WSL |  | Waikato,Te Kawerau a Maki,Ngāti Whātua,Ngāti Whātua o Ōrākei,Ngāti Tamaoho,Ngāti Tamaterā,Te Ākitai Waiohua | 1.21 | 1 |  |  |  | no | 1 | 3 | 1 | CCTV NOT Available or Over 30 Years Old & Soil Type Available | 3.1775 | 3 | 2 | 2 | 3.5 | Property Parcels, Building Outlines | 1 |  | 5 | 1.475 | 0.4 | Diameter Used For Flow Approximation & Depth Available | 122.6539 | 4
2063 | 2262 | 16829 | 10005728 | 195157 | DSGLE | Glen Eden Branch | Gravity | Pipe | Buried | OP | CONC | None | 1965-06-30 | 14.45 | 13.94 | dwg | WI | Transmission | Legacy | 2 |  |  | 4 | 450 | [5 empty] | 75216 | NA |  | 120.89 |  | WSL |  | Te Kawerau a Maki,Ngāti Whātua,Ngāti Whātua o Ōrākei,Ngāti Tamaoho,Ngāti Tamaterā,Te Ākitai Waiohua | 2 | 2 | 2 | 2011 | te puna wai | no | 1 | 3 | 2 | CCTV Available (10-20 Years Old) & Soil Type Available | 3.1775 | 3 | 2 | 2 | 3.5 | Property Parcels, Building Outlines | 1 |  | 5 | 1.475 | 0.4 | Diameter Used For Flow Approximation & Depth Available | 120.8947 | 8
4324 | 4611 | 2619079 | 10095118 | 197224 | DSTSE | Tamaki South East Branch | Gravity | Pipe | Buried | OP | PE | None | 2015-11-01 | 27.63 | 27.12 | 0.1s | TE | Transmission | T0000779 | 2 |  |  | 4 | 560 | [5 empty] | 78174 | NA |  | 53.57 |  | WSL |  | Waikato,Ngāti Maru,Ngāti Tamaoho,Ngāti Whanaunga,Ngāti Tamaterā,Ngāti Pāoa,Ngāi Tai ki Tāmaki,Ngāti Hako,Te Ākitai Waiohua | 1.21 | 1 |  |  |  | no | 1 | 3 | 1 | CCTV NOT Available or Over 30 Years Old & Soil Type Available | 3.1775 | 3 | 2 | 2 | 3.5 | Property Parcels, Building Outlines | 1 |  | 5 | 1.475 | 0.4 | Diameter Used For Flow Approximation & Depth Available | 53.5652 | 4
681 | 714 | 15859 | 10004059 | 193354 | DSB01 | Branch 1 Remuera | Gravity | Pipe | Buried | OP | VC | None | 1910-06-30 | 15.76 | 14.27 | dwg | OM | Transmission | DU2112 | 2 |  |  | 4 | 450 | [5 empty] | 73913 | NA |  | 51.82 |  | WSL |  | Waikato,Te Kawerau a Maki,Ngāti Whātua,Ngāti Maru,Ngāti Whātua o Ōrākei,Ngāti Tamaoho,Te Patukirikiri,Ngāti Tamaterā,Ngāti Pāoa,Ngāi Tai ki Tāmaki,Ngāti Hako,Te Ākitai Waiohua | 3.08 | 3 | 3 | 2013 | te puna wai | yes | 1 | 1 | 4 | CCTV Available (10-20 Years Old) & Soil Type Available | 3.1775 | 3 | 2 | 2 | 3.5 | Property Parcels, Building Outlines | 1 |  | 5 | 1.475 | 0.4 | Diameter Used For Flow Approximation & Depth Available | 51.8151 | 14
678 | 707 | 15789 | 10004055 | 193353 | DSB01 | Branch 1 Remuera | Gravity | Pipe | Buried | OP | CONC | CIP | 1910-06-30 | 9.68 | 7.37 | dwg | OM | Transmission | Legacy | 2 |  |  | 4 | 450 | [5 empty] | 73909 | NA |  | 51.82 |  | WSL |  | Waikato,Te Kawerau a Maki,Ngāti Whātua,Ngāti Maru,Ngāti Whātua o Ōrākei,Ngāti Tamaoho,Te Patukirikiri,Ngāti Tamaterā,Ngāti Pāoa,Ngāi Tai ki Tāmaki,Ngāti Hako,Te Ākitai Waiohua | 1 | 1 | 1 | 2013 | te puna wai | yes | 1 | 1 | 1 | CCTV Available (10-20 Years Old) & Soil Type Available | 3.1775 | 3 | 2 | 2 | 3.5 | Property Parcels, Building Outlines | 1 |  | 5 | 1.475 | 0.4 | Diameter Used For Flow Approximation & Depth Available | 51.8231 | 4
1276 | 1365 | 15815 | 10004058 | 193510 | DSB01 | Branch 1 Remuera | Gravity | Pipe | Buried | OP | VC | None | 1910-06-30 | 13.16 | 11.94 | dwg | OM | Transmission | DU2112 | 2 |  |  | 4 | 450 | [5 empty] | 73912 | NA |  | 26.6 |  | WSL |  | Waikato,Te Kawerau a Maki,Ngāti Whātua,Ngāti Maru,Ngāti Whātua o Ōrākei,Ngāti Tamaoho,Te Patukirikiri,Ngāti Tamaterā,Ngāti Pāoa,Ngāi Tai ki Tāmaki,Ngāti Hako,Te Ākitai Waiohua | 3.08 | 3 | 3 | 2013 | te puna wai | yes | 1 | 1 | 4 | CCTV Available (10-20 Years Old) & Soil Type Available | 3.1775 | 3 | 2 | 2 | 3.5 | Property Parcels, Building Outlines | 1 |  | 5 | 1.475 | 0.4 | Diameter Used For Flow Approximation & Depth Available | 26.6001 | 14
1258 | 1347 | 15813 | 10004060 | 193268 | DSB01 | Branch 1 Remuera | Gravity | Pipe | Buried | OP | VC | None | 1910-06-30 | 14.27 | 13.16 | dwg | OM | Transmission | DU2112 | 2 |  |  | 4 | 450 | [5 empty] | 73914 | NA |  | 25.8 |  | WSL |  | Waikato,Te Kawerau a Maki,Ngāti Whātua,Ngāti Maru,Ngāti Whātua o Ōrākei,Ngāti Tamaoho,Te Patukirikiri,Ngāti Tamaterā,Ngāti Pāoa,Ngāi Tai ki Tāmaki,Ngāti Hako,Te Ākitai Waiohua | 3.08 | 3 | 3 | 2013 | te puna wai | yes | 1 | 1 | 4 | CCTV Available (10-20 Years Old) & Soil Type Available | 3.1775 | 3 | 2 | 2 | 3.5 | Property Parcels, Building Outlines | 1 |  | 5 | 1.475 | 0.4 | Diameter Used For Flow Approximation & Depth Available | 25.8029 | 14
3486 | 3759 | 933541 | 10089884 | 194273 | DSBYS | Bayswater Branch Sewer TS2A | Gravity | Pipe | Buried | OP | PE | None | 2008-05-16 | 3.61 | 3.59 | dwg | NI | Transmission | Legacy | 2 |  |  | 4 | 500 | [5 empty] | 64384 | NA |  | 15.39 |  | WSL |  | Te Kawerau a Maki,Ngāti Whātua,Ngāti Maru,Ngāti Whātua o Ōrākei,Ngāti Tamaoho,Te Patukirikiri,Ngāti Whanaunga,Ngāti Tamaterā,Ngāti Pāoa,Ngāi Tai ki Tāmaki,Ngāti Hako,Te Ākitai Waiohua | 1 | 1 |  |  |  | no | 1 | 1 | 1 | CCTV NOT Available or Over 30 Years Old & Soil Type Available | 3.1775 | 3 | 2 | 2 | 3.5 | Property Parcels, Building Outlines | 1 |  | 5 | 1.475 | 0.4 | Diameter Used For Flow Approximation & Depth Available | 15.3925 | 4
1031 | 1090 | 37813 | 10004057 | 193102 | DSB01 | Branch 1 Remuera | Gravity | Pipe | Buried | OP | VC | None | 1910-06-30 | 11.94 | 9.68 | appr | OM | Transmission | DC09027 | 2 |  |  | 4 | 450 | [5 empty] | 73911 | NA |  | 7.38 |  | WSL |  | Waikato,Te Kawerau a Maki,Ngāti Whātua,Ngāti Maru,Ngāti Whātua o Ōrākei,Ngāti Tamaoho,Te Patukirikiri,Ngāti Tamaterā,Ngāti Pāoa,Ngāi Tai ki Tāmaki,Ngāti Hako,Te Ākitai Waiohua | 3.08 | 3 | 3 | 2013 | te puna wai | yes | 1 | 1 | 4 | CCTV Available (10-20 Years Old) & Soil Type Available | 3.1775 | 3 | 2 | 2 | 3.5 | Property Parcels, Building Outlines | 1 |  | 5 | 1.475 | 0.4 | Diameter Used For Flow Approximation & Depth Available | 7.3812 | 14
2031 | 2225 | 17338 | 10009051 | 197424 | DSTSE | Tamaki South East Branch | Gravity | Pipe | Buried | OP | CONC | None | 1998-06-30 | 14.99 | 14.78 | dwg | TE | Transmission | DC06038 | 2 |  |  | 4 | 825 | [5 empty] | 78147 | NA |  | 148.67 |  | WSL |  | Waikato,Ngāti Maru,Ngāti Tamaoho,Ngāti Whanaunga,Ngāti Tamaterā,Ngāti Pāoa,Ngāi Tai ki Tāmaki,Ngāti Hako,Te Ākitai Waiohua | 1.18 | 1 | 1 | 1999 | te puna wai | no | 1 | 3 | 1 | CCTV Available (20-30 Years Old) & Soil Type Available | 3.1773 | 3 | 2 | 4 | 2.5 | Property Parcels | 1 |  | 5 | 1.295 | 0.034332 | Modelled Flow Data Used & Depth Available | 148.6698 | 4
3102 | 3363 | 906837 | 10088022 | 195414 | DSHLC | Hillcrest Branch Sewer TS15 | Gravity | Pipe | Buried | OP | CONC | None | 1960-01-01 |  |  | dwg | NI | Transmission | Legacy | 2 |  |  | 4 | 355 | [5 empty] | 64886 | NA |  | 103.25 |  | WSL |  | Te Kawerau a Maki,Ngāti Whātua,Ngāti Maru,Ngāti Whātua o Ōrākei,Ngāti Tamaoho,Ngāti Manuhiri,Te Patukirikiri,Ngāti Whanaunga,Ngāti Tamaterā,Ngāti Pāoa,Ngāi Tai ki Tāmaki,Ngāti Hako,Te Ākitai Waiohua | 3.22 | 3 | 3 | 2016 | te puna wai | yes | 5 | 3 | 3 | CCTV Available (0-10 Years Old) & Soil Type Available | 3.1768 | 3 | 1 | 1 | 3.5 | Property Parcels, Building Outlines | 1 |  | 1.5 | 1.29 | 0.0068913 | Modelled Flow Data Used & Depth Available | 103.2534 | 14
4067 | 4346 | 929220 | 10087940 | 195330 | DSHKI | Hauraki Branch Sewer TS3A | Gravity | Pipe | Buried | OP | CLS | None | 1957-01-01 |  |  | dwg | NI | Transmission | Legacy | 2 |  |  | 4 | 315 | [5 empty] | 64853 | NA |  | 42.99 |  | WSL |  | Te Kawerau a Maki,Ngāti Whātua,Ngāti Maru,Ngāti Whātua o Ōrākei,Ngāti Tamaoho,Ngāti Manuhiri,Te Patukirikiri,Ngāti Whanaunga,Ngāti Tamaterā,Ngāti Pāoa,Ngāi Tai ki Tāmaki,Ngāti Hako,Te Ākitai Waiohua | 3.39 | 3 | 2 | 2017 | te puna wai | no | 3 | 3 | 5 | CCTV Available (0-10 Years Old) & Soil Type Available | 3.1768 | 3 | 1 | 1 | 3.5 | Property Parcels, Building Outlines | 1 |  | 1.5 | 1.29 | 0.0068913 | Modelled Flow Data Used & Depth Available | 42.9879 | 14
3720 | 3995 | 918974 | 10088020 | 82593278 | DSHLC | Hillcrest Branch Sewer TS15 | Gravity | Pipe | Buried | OP | CONC | None | 1960-01-01 |  |  | dwg | NI | Transmission | Legacy | 2 |  |  | 4 | 355 | ASBUILT | ASBUILT | ASBUILT | ASBUILT | CONS | 64884 | NA |  | 104.72 | ASBUILT | WSL |  | Te Kawerau a Maki,Ngāti Whātua,Ngāti Maru,Ngāti Whātua o Ōrākei,Ngāti Tamaoho,Ngāti Manuhiri,Te Patukirikiri,Ngāti Whanaunga,Ngāti Tamaterā,Ngāti Pāoa,Ngāi Tai ki Tāmaki,Ngāti Hako,Te Ākitai Waiohua | 2.62 | 3 |  |  |  | no | 1 | 3 | 3 | CCTV NOT Available or Over 30 Years Old & Soil Type Available | 3.1768 | 3 | 1 | 1 | 3.5 | Property Parcels, Building Outlines | 1 |  | 1.5 | 1.29 | 0.0068913 | Modelled Flow Data Used & Depth Available | 104.7239 | 14
4076 | 4356 | 929880 | 10088019 | 194966 | DSHLC | Hillcrest Branch Sewer TS15 | Gravity | Pipe | Buried | OP | CONC | None | 1960-01-01 |  |  | dwg | NI | Transmission | Legacy | 2 |  |  | 4 | 355 | [5 empty] | 64883 | NA |  | 70 |  | WSL |  | Te Kawerau a Maki,Ngāti Whātua,Ngāti Maru,Ngāti Whātua o Ōrākei,Ngāti Tamaoho,Ngāti Manuhiri,Te Patukirikiri,Ngāti Whanaunga,Ngāti Tamaterā,Ngāti Pāoa,Ngāi Tai ki Tāmaki,Ngāti Hako,Te Ākitai Waiohua | 3 | 3 | 3 | 2016 | te puna wai | yes | 1 | 3 | 3 | CCTV Available (0-10 Years Old) & Soil Type Available | 3.1768 | 3 | 1 | 1 | 3.5 | Property Parcels, Building Outlines | 1 |  | 1.5 | 1.29 | 0.0068913 | Modelled Flow Data Used & Depth Available | 70.0022 | 14
3376 | 3645 | 929063 | 10087938 | 195485 | DSHKI | Hauraki Branch Sewer TS3A | Gravity | Pipe | Buried | OP | CLS | None | 1950-01-01 |  |  | dwg | NI | Transmission | Legacy | 2 |  |  | 4 | 315 | [5 empty] | 64851 | NA |  | 47.75 |  | WSL |  | Te Kawerau a Maki,Ngāti Whātua,Ngāti Maru,Ngāti Whātua o Ōrākei,Ngāti Tamaoho,Ngāti Manuhiri,Te Patukirikiri,Ngāti Whanaunga,Ngāti Tamaterā,Ngāti Pāoa,Ngāi Tai ki Tāmaki,Ngāti Hako,Te Ākitai Waiohua | 3.6 | 4 | 3 | 2017 | te puna wai | no | 1 | 3 | 5 | CCTV Available (0-10 Years Old) & Soil Type Available | 3.1768 | 3 | 1 | 1 | 3.5 | Property Parcels, Building Outlines | 1 |  | 1.5 | 1.29 | 0.0068913 | Modelled Flow Data Used & Depth Available | 47.7533 | 18
73 | 79 | 16404 | 10008819 | 197508 | DSTIN | Tamaki East Interceptor | Gravity | Pipe | Buried | OP | CONC | None | 1985-06-30 | 10.74 | 10.7 | dwg | TE | Transmission | Legacy | 1 |  |  | 4 | 1050 | [5 empty] | 77996 | NA |  | 23.08 |  | WSL |  | Waikato,Ngāti Maru,Ngāti Tamaoho,Ngāti Whanaunga,Ngāti Tamaterā,Ngāti Pāoa,Ngāi Tai ki Tāmaki,Ngāti Hako,Te Ākitai Waiohua | 2 | 2 | 2 | 2008 | CCTV Footage Review Log South_Latest.xls | no | 1 | 3 | 1 | CCTV Available (10-20 Years Old) & Soil Type Available | 3.1764 | 3 | 2 | 4 | 2.5 | Property Parcels, Building Outlines | 1 |  | 5 | 1.295 | 0.036475 | Modelled Flow Data Used & Depth Available | 23.0787 | 8
796 | 835 | 14954 | 10008340 | 196975 | DSSP2 | Sylvia Park Rising Main 2 | Rising | Pipe | Buried | OP | CONC | None | 1956-06-30 |  |  | dwg | EI | Transmission | Legacy | 2 |  |  | 4 | 375 | [5 empty] | 77482 | NA |  | 315.15 |  | WSL |  | Waikato,Te Kawerau a Maki,Ngāti Whātua,Ngāti Maru,Ngāti Whātua o Ōrākei,Ngāti Tamaoho,Ngāti Whanaunga,Ngāti Tamaterā,Ngāti Pāoa,Ngāi Tai ki Tāmaki,Ngāti Hako,Te Ākitai Waiohua | 4 | 4 | 4 | 2024 | External Source/s | no | 5 | 1 | 3 |  | 3.176 | 3 | 1 | 4 | 3.5 | Property Parcels, Building Outlines | 1 |  | 1.5 | 1.48 | 0.2 | Diameter Used For Flow Approximation & Depth Available | 315.1452 | 18
1480 | 1583 | 17798 | 10008317 | 197146 | DSSP1 | Sylvia Park Rising Main 1 | Rising | Pipe | Buried | OP | AC | None | 1984-06-30 |  |  | dwg | EI | Transmission | Legacy | 2 |  |  | 4 | 375 | [5 empty] | 77459 | NA |  | 84.31 |  | WSL |  | Waikato,Te Kawerau a Maki,Ngāti Whātua,Ngāti Maru,Ngāti Whātua o Ōrākei,Ngāti Tamaoho,Ngāti Whanaunga,Ngāti Tamaterā,Ngāti Pāoa,Ngāi Tai ki Tāmaki,Ngāti Hako,Te Ākitai Waiohua | 4 | 4 | 4 | 2024 | External Source/s | no | 5 | 1 | 2 |  | 3.176 | 3 | 1 | 4 | 3.5 | Property Parcels, Building Outlines | 1 |  | 1.5 | 1.48 | 0.2 | Diameter Used For Flow Approximation & Depth Available | 84.3092 | 18
1487 | 1590 | 17805 | 10008344 | 196976 | DSSP2 | Sylvia Park Rising Main 2 | Rising | Pipe | Buried | OP | CONC | None | 1956-06-30 |  |  | dwg | EI | Transmission | Legacy | 2 |  |  | 4 | 375 | [5 empty] | 77486 | NA |  | 43.71 |  | WSL |  | Waikato,Te Kawerau a Maki,Ngāti Whātua,Ngāti Maru,Ngāti Whātua o Ōrākei,Ngāti Tamaoho,Ngāti Whanaunga,Ngāti Tamaterā,Ngāti Pāoa,Ngāi Tai ki Tāmaki,Ngāti Hako,Te Ākitai Waiohua | 4 | 4 | 4 | 2024 | External Source/s | no | 5 | 1 | 3 |  | 3.176 | 3 | 1 | 4 | 3.5 | Property Parcels, Building Outlines | 1 |  | 1.5 | 1.48 | 0.2 | Diameter Used For Flow Approximation & Depth Available | 43.7114 | 18
1482 | 1585 | 17800 | 10002627 | 193002 | DPSPK | PS 38 Sylvia Park | Rising | Pipe | Buried | OP | CLS | None | 1984-06-30 |  |  | dwg | EI | Transmission | Legacy | 2 |  |  | 4 | 390 | [5 empty] | 66155 | NA |  | 4.26 |  | WSL |  | Waikato,Te Kawerau a Maki,Ngāti Whātua,Ngāti Maru,Ngāti Whātua o Ōrākei,Ngāti Tamaoho,Ngāti Whanaunga,Ngāti Tamaterā,Ngāti Pāoa,Ngāi Tai ki Tāmaki,Ngāti Hako,Te Ākitai Waiohua | 3.17 | 3 |  |  |  | no | 5 | 1 | 3 | CCTV NOT Available or Over 30 Years Old & Soil Type Available | 3.176 | 3 | 1 | 4 | 3.5 | Property Parcels, Building Outlines | 1 |  | 1.5 | 1.48 | 0.2 | Diameter Used For Flow Approximation & Depth Available | 4.2617 | 14
2853 | 3105 | 1670014 | 10082618 | 193004 | DPSPK | PS 38 Sylvia Park | Rising | Pipe | Buried | OP | MS | None | 2011-06-30 | 0 | 0 | dwg | EI | Transmission | Legacy | 2 |  |  | 4 | 391 | [5 empty] | 66155 | NA |  | 3.87 |  | WSL |  | Waikato,Te Kawerau a Maki,Ngāti Whātua,Ngāti Maru,Ngāti Whātua o Ōrākei,Ngāti Tamaoho,Ngāti Whanaunga,Ngāti Tamaterā,Ngāti Pāoa,Ngāi Tai ki Tāmaki,Ngāti Hako,Te Ākitai Waiohua | 1.76 | 2 |  |  |  | no | 5 | 1 | 1 | CCTV NOT Available or Over 30 Years Old & Soil Type Available | 3.176 | 3 | 1 | 4 | 3.5 | Property Parcels, Building Outlines | 1 |  | 1.5 | 1.48 | 0.2 | Diameter Used For Flow Approximation & Depth Available | 3.8674 | 8
2907 | 3163 | 2098743 | 10084182 | 192995 | DPPUH | PS 45 Puhinui | Rising | Pipe | Buried | OP | ELS | None | 2013-09-02 |  |  | 0.1s | SI | Transmission | T0000575 | 2 |  |  | 4 | 300 | [5 empty] | 72665 | NA |  | 3.21 |  | WSL |  | Waikato,Te Kawerau a Maki,Ngāti Maru,Ngāti Tamaoho,Ngāti Tamaterā,Ngāi Tai ki Tāmaki,Ngāti Hako,Te Ākitai Waiohua | 1.76 | 2 |  |  |  | no | 5 | 1 | 1 | CCTV NOT Available or Over 30 Years Old & Soil Type Available | 3.176 | 3 | 1 | 4 | 3.5 | Property Parcels, Building Outlines | 1 |  | 1.5 | 1.48 | 0.2 | Diameter Used For Flow Approximation & Depth Available | 3.2104 | 8
1483 | 1586 | 17801 | 10002630 | 193009 | DPSPK | PS 38 Sylvia Park | Rising | Pipe | Buried | OP | CLS | None | 1956-06-30 |  |  | dwg | EI | Transmission | Legacy | 2 |  |  | 4 | 375 | [5 empty] | 66155 | NA |  | 1.08 |  | WSL |  | Waikato,Te Kawerau a Maki,Ngāti Whātua,Ngāti Maru,Ngāti Whātua o Ōrākei,Ngāti Tamaoho,Ngāti Whanaunga,Ngāti Tamaterā,Ngāti Pāoa,Ngāi Tai ki Tāmaki,Ngāti Hako,Te Ākitai Waiohua | 4.58 | 5 |  |  |  | no | 5 | 1 | 5 | CCTV NOT Available or Over 30 Years Old & Soil Type Available | 3.176 | 3 | 1 | 4 | 3.5 | Property Parcels, Building Outlines | 1 |  | 1.5 | 1.48 | 0.2 | Diameter Used For Flow Approximation & Depth Available | 1.0804 | 22
2856 | 3109 | 1670779 | 10099203 | 193011 | DPSPK | PS 38 Sylvia Park | Rising | Pipe | Buried | OP | MS | None | 1956-06-30 |  |  | dwg | EI | Transmission | Legacy | 2 |  |  | 4 | 375 | [5 empty] | 66155 | NA |  | 1 |  | WSL |  | Waikato,Te Kawerau a Maki,Ngāti Whātua,Ngāti Maru,Ngāti Whātua o Ōrākei,Ngāti Tamaoho,Ngāti Whanaunga,Ngāti Tamaterā,Ngāti Pāoa,Ngāi Tai ki Tāmaki,Ngāti Hako,Te Ākitai Waiohua | 4.58 | 5 |  |  |  | no | 5 | 1 | 5 | CCTV NOT Available or Over 30 Years Old & Soil Type Available | 3.176 | 3 | 1 | 4 | 3.5 | Property Parcels, Building Outlines | 1 |  | 1.5 | 1.48 | 0.2 | Diameter Used For Flow Approximation & Depth Available | 0.99969 | 22
4364 | 4657 | 2672368 | 10100213 | 193282 | DPTRC | PS 37 Black Bridge | Rising | Pipe | Buried | OP | PE | None | 2015-03-10 |  |  | dwg | EI | Transmission | T0000989 | 2 |  |  | 4 | 350 | [5 empty] | 73375 | NA |  | 9.25 |  | WSL |  | Waikato,Te Kawerau a Maki,Ngāti Maru,Ngāti Whātua o Ōrākei,Ngāti Tamaoho,Ngāti Tamaterā,Ngāi Tai ki Tāmaki,Ngāti Hako,Te Ākitai Waiohua | 1.59 | 2 |  |  |  | no | 3 | 3 | 1 | CCTV NOT Available or Over 30 Years Old & Soil Type Available | 3.176 | 3 | 1 | 4 | 3.5 | Building Outlines | 1 | Aquifer - Auckland Isthmus Volcanic Aquifer | 1.5 | 1.48 | 0.2 | Diameter Used For Flow Approximation & Depth Available | 9.2529 | 8
4602 | 704447 | 5058411 | 0 | 81191244 | DSNSD | Northside Drive Branch Sewer | Rising | Pipe | Buried | OP | PE | None | 2020-10-01 | 17.63 | 52.19 | 0.1s | NI | Transmission | 2013013 | 2 |  |  |  | 355 | ASBUILT | ASBUILT | ASBUILT | ASBUILT | CONS | 81190994 |  | DSRHL-D84-TK22-PIPE222 | 942.59 | ASBUILT | WSL |  | Te Kawerau a Maki,Ngāti Whātua,Ngāti Whātua o Kaipara,Ngāti Whātua o Ōrākei,Ngāti Tamaoho,Ngāti Manuhiri,Ngāti Tamaterā,Te Ākitai Waiohua | 1.21 | 1 |  |  |  | no | 1 | 3 | 1 | CCTV NOT Available or Over 30 Years Old & Soil Type Available | 3.176 | 3 | 1 | 4 | 3.5 | Property Parcels, Building Outlines | 1 |  | 1.5 | 1.48 | 0.2 | Diameter Used For Flow Approximation & Depth Available | 942.5945 | 4
3760 | 4035 | 918597 | 10087814 | 82593613 | DSGNH | Greenhithe Branch Sewer TS22 | Siphon | Pipe | Buried | OP | CLS | None | 1979-01-01 |  |  | dwg | NI | Transmission | Legacy | 2 |  |  | 4 | 315 | ASBUILT | ASBUILT | ASBUILT | ASBUILT | CONS | 64746 | NA |  | 182.76 | ASBUILT | WSL |  | Te Kawerau a Maki,Ngāti Whātua,Ngāti Maru,Ngāti Whātua o Kaipara,Ngāti Whātua o Ōrākei,Ngāti Tamaoho,Ngāti Manuhiri,Te Patukirikiri,Ngāti Whanaunga,Ngāti Tamaterā,Ngāti Pāoa,Ngāi Tai ki Tāmaki,Ngāti Hako,Te Ākitai Waiohua | 3.12 | 3 |  |  |  | no | 1 | 1 | 4 | CCTV NOT Available or Over 30 Years Old & Soil Type Available | 3.176 | 3 | 1 | 4 | 3.5 | Property Parcels, Building Outlines | 1 | Significant Ecological Area - SEA_T_8091A | 1.5 | 1.48 | 0.2 | Diameter Used For Flow Approximation & Depth Available | 182.7596 | 14
262 | 274 | 17553 | 10099250 | 195478 | DSHIN | Howick Interceptor | Rising | Pipe | Buried | OP | CLS | None | 1964-06-30 | -5.13 |  | dwg | HI | Transmission | Legacy | 1 |  |  | 4 | 310 | [5 empty] | 75510 | NA |  | 167.02 |  | WSL |  | Waikato,Ngāti Maru,Ngāti Tamaoho,Te Patukirikiri,Ngāti Whanaunga,Ngāti Tamaterā,Ngāti Pāoa,Ngāi Tai ki Tāmaki,Ngāti Hako,Te Ākitai Waiohua | 3.82 | 4 |  |  |  | no | 1 | 1 | 5 | CCTV NOT Available or Over 30 Years Old & Soil Type Available | 3.176 | 3 | 1 | 4 | 3.5 | Property Parcels, Building Outlines, Safe Swim Beach | 1 | Place Of Historic Heritage - Howick Wharf site | 1.5 | 1.48 | 0.2 | Diameter Used For Flow Approximation & Depth Available | 167.0179 | 18
3807 | 4083 | 918927 | 10088150 | 195220 | DSKHK | Kahika Branch Sewer TS11 | Rising | Pipe | Buried | OP | CLS | None | 1961-01-01 |  |  | dwg | NI | Transmission | Legacy | 2 |  |  | 4 | 390 | [5 empty] | 64982 | NA |  | 156.07 |  | WSL |  | Te Kawerau a Maki,Ngāti Whātua,Ngāti Maru,Ngāti Whātua o Ōrākei,Ngāti Tamaoho,Ngāti Manuhiri,Ngāti Whanaunga,Ngāti Tamaterā,Ngāti Pāoa,Ngāi Tai ki Tāmaki,Ngāti Hako,Te Ākitai Waiohua | 3.82 | 4 |  |  |  | no | 1 | 1 | 5 | CCTV NOT Available or Over 30 Years Old & Soil Type Available | 3.176 | 3 | 1 | 4 | 3.5 | Property Parcels, Building Outlines | 1 |  | 1.5 | 1.48 | 0.2 | Diameter Used For Flow Approximation & Depth Available | 156.0677 | 18
3496 | 3769 | 933383 | 10087829 | 194750 | DSGNH | Greenhithe Branch Sewer TS22 | Siphon | Pipe | Buried | OP | PE | None | 2003-11-01 |  |  | dwg | NI | Transmission | Legacy | 2 |  |  | 4 | 310 | [5 empty] | 64765 | NA |  | 67.83 |  | WSL |  | Te Kawerau a Maki,Ngāti Whātua,Ngāti Maru,Ngāti Whātua o Kaipara,Ngāti Whātua o Ōrākei,Ngāti Tamaoho,Ngāti Manuhiri,Ngāti Whanaunga,Ngāti Tamaterā,Ngāti Pāoa,Ngāi Tai ki Tāmaki,Ngāti Hako,Te Ākitai Waiohua | 1 | 1 |  |  |  | no | 1 | 1 | 1 | CCTV NOT Available or Over 30 Years Old & Soil Type Available | 3.176 | 3 | 1 | 4 | 3.5 | Property Parcels, Building Outlines | 1 |  | 1.5 | 1.48 | 0.2 | Diameter Used For Flow Approximation & Depth Available | 67.8265 | 4
2285 | 2496 | 17681 | 10001242 | 192949 | DPMAW | PS 48 Manurewa West | Rising | Pipe | Buried | OP | CLS | None | 2004-04-01 |  |  | dwg | SI | Transmission | Legacy | 2 |  |  | 4 | 250 | [5 empty] | 71180 | NA |  | 17.85 |  | WSL |  | Waikato,Ngāti Maru,Ngāti Tamaoho,Ngāti Whanaunga,Ngāti Tamaterā,Ngāi Tai ki Tāmaki,Ngāti Hako,Te Ākitai Waiohua | 1 | 1 |  |  |  | no | 1 | 1 | 1 | CCTV NOT Available or Over 30 Years Old & Soil Type Available | 3.176 | 3 | 1 | 4 | 3.5 | Property Parcels, Building Outlines | 1 |  | 1.5 | 1.48 | 0.2 | Diameter Used For Flow Approximation & Depth Available | 17.8463 | 4
3006 | 3267 | 2569269 | 10089143 | 192967 | DPNRO | Northboro Pump Station | Rising | Pipe | Buried | OP | CLS | None | 1965-01-01 |  |  | dwg | NI | Transmission | Legacy | 2 |  |  | 4 | 390 | [5 empty] | 63621 | NA |  | 12.76 |  | WSL |  | Te Kawerau a Maki,Ngāti Whātua,Ngāti Maru,Ngāti Whātua o Ōrākei,Ngāti Tamaoho,Te Patukirikiri,Ngāti Whanaunga,Ngāti Tamaterā,Ngāti Pāoa,Ngāi Tai ki Tāmaki,Ngāti Hako,Te Ākitai Waiohua | 3.82 | 4 |  |  |  | no | 1 | 1 | 5 | CCTV NOT Available or Over 30 Years Old & Soil Type Available | 3.176 | 3 | 1 | 4 | 3.5 | Building Outlines | 1 |  | 1.5 | 1.48 | 0.2 | Diameter Used For Flow Approximation & Depth Available | 12.7569 | 18
731 | 766 | 26944 | 10000125 | 193053 | DPBOT | PS 57 Botany | Rising | Pipe | Buried | OP | CLS | None | 1985-06-30 |  |  | dwg | TE | Transmission | Legacy | 2 |  |  | 4 | 310 | [5 empty] | 70197 | NA |  | 11.08 |  | WSL |  | Waikato,Ngāti Maru,Ngāti Tamaoho,Ngāti Whanaunga,Ngāti Tamaterā,Ngāti Pāoa,Ngāi Tai ki Tāmaki,Ngāti Hako,Te Ākitai Waiohua | 2.62 | 3 |  |  |  | no | 1 | 3 | 3 | CCTV NOT Available or Over 30 Years Old & Soil Type Available | 3.176 | 3 | 1 | 4 | 3.5 | Property Parcels, Building Outlines | 1 |  | 1.5 | 1.48 | 0.2 | Diameter Used For Flow Approximation & Depth Available | 11.0794 | 14
4377 | 4671 | 2688912 | 10100954 | 196523 | DSPPW | Papatoetoe West Branch | Rising | Pipe | Buried | OP | CONC | None | 2017-02-20 |  |  | dwg | SI | Transmission | T0001046 | 2 |  |  | 4 | 318 | [5 empty] | 77073 | NA |  | 8.5 |  | WSL |  | Waikato,Te Kawerau a Maki,Ngāti Maru,Ngāti Tamaoho,Ngāti Tamaterā,Ngāi Tai ki Tāmaki,Ngāti Hako,Te Ākitai Waiohua | 1.21 | 1 |  |  |  | no | 1 | 3 | 1 | CCTV NOT Available or Over 30 Years Old & Soil Type Available | 3.176 | 3 | 1 | 4 | 3.5 | Property Parcels, Building Outlines | 1 |  | 1.5 | 1.48 | 0.2 | Diameter Used For Flow Approximation & Depth Available | 8.4977 | 4
925 | 975 | 17905 | 10003024 | 193031 | DPWIN | PS 25 St George | Rising | Pipe | Buried | OP | CLS | None | 1989-06-30 |  |  | dwg | WI | Transmission | Legacy | 2 |  |  | 4 | 390 | [5 empty] | 73621 | NA |  | 7.58 |  | WSL |  | Waikato,Te Kawerau a Maki,Ngāti Whātua,Ngāti Maru,Ngāti Whātua o Ōrākei,Ngāti Tamaoho,Ngāti Tamaterā,Ngāi Tai ki Tāmaki,Ngāti Hako,Te Ākitai Waiohua | 1.92 | 2 |  |  |  | no | 1 | 3 | 2 | CCTV NOT Available or Over 30 Years Old & Soil Type Available | 3.176 | 3 | 1 | 4 | 3.5 | Building Outlines | 1 |  | 1.5 | 1.48 | 0.2 | Diameter Used For Flow Approximation & Depth Available | 7.5837 | 8
2286 | 2497 | 17680 | 10001244 | 193132 | DPMAW | PS 48 Manurewa West | Rising | Pipe | Buried | OP | CLS | None | 2004-04-01 |  |  | dwg | SI | Transmission | Legacy | 2 |  |  | 4 | 250 | [5 empty] | 71182 | NA |  | 1.89 |  | WSL |  | Waikato,Ngāti Maru,Ngāti Tamaoho,Ngāti Whanaunga,Ngāti Tamaterā,Ngāi Tai ki Tāmaki,Ngāti Hako,Te Ākitai Waiohua | 1 | 1 |  |  |  | no | 1 | 1 | 1 | CCTV NOT Available or Over 30 Years Old & Soil Type Available | 3.176 | 3 | 1 | 4 | 3.5 | Property Parcels, Building Outlines | 1 |  | 1.5 | 1.48 | 0.2 | Diameter Used For Flow Approximation & Depth Available | 1.8879 | 4
1871 | 2047 | 23908 | 10000063 | 192889 | DPBBH | PS 33 Bucklands Beach | Rising | Pipe | In Chamber | OP | CLS | None | 1965-06-30 | 4.19 | 4.24 | dwg | HI | Transmission | DC05042 | 2 |  |  | 4 | 250 | [5 empty] | 70152 | NA |  | 1.2 |  | WSL |  | Waikato,Ngāti Maru,Ngāti Tamaoho,Te Patukirikiri,Ngāti Whanaunga,Ngāti Tamaterā,Ngāti Pāoa,Ngāi Tai ki Tāmaki,Ngāti Hako,Te Ākitai Waiohua | 4.03 | 4 |  |  |  | no | 1 | 3 | 5 | CCTV NOT Available or Over 30 Years Old & Soil Type Available | 3.176 | 3 | 1 | 4 | 3.5 | Property Parcels, Building Outlines | 1 |  | 1.5 | 1.48 | 0.2 | Diameter Used For Flow Approximation & Depth Available | 1.2033 | 18
4174 | 4457 | 930811 | 10088024 | 195570 | DSHLC | Hillcrest Branch Sewer TS15 | Gravity | Pipe | Buried | OP | CONC | None | 1960-01-01 |  |  | dwg | NI | Transmission | Legacy | 2 |  |  | 4 | 355 | [5 empty] | 64888 | NA |  | 53.69 |  | WSL |  | Te Kawerau a Maki,Ngāti Whātua,Ngāti Maru,Ngāti Whātua o Ōrākei,Ngāti Tamaoho,Ngāti Manuhiri,Te Patukirikiri,Ngāti Whanaunga,Ngāti Tamaterā,Ngāti Pāoa,Ngāi Tai ki Tāmaki,Ngāti Hako,Te Ākitai Waiohua | 3 | 3 | 3 | 2016 | te puna wai | yes | 1 | 3 | 3 | CCTV Available (0-10 Years Old) & Soil Type Available | 3.1759 | 3 | 1 | 1 | 3.5 | Building Outlines | 1 |  | 1.5 | 1.29 | 0.007657 | Modelled Flow Data Used & Depth Available | 53.6916 | 14
2037 | 2232 | 17339 | 10009052 | 197616 | DSTSE | Tamaki South East Branch | Gravity | Pipe | Buried | OP | CONC | None | 1998-06-30 | 15.26 | 15 | dwg | TE | Transmission | DC06038 | 2 |  |  | 4 | 825 | [5 empty] | 78148 | NA |  | 172.42 |  | WSL |  | Waikato,Ngāti Maru,Ngāti Tamaoho,Ngāti Whanaunga,Ngāti Tamaterā,Ngāti Pāoa,Ngāi Tai ki Tāmaki,Ngāti Hako,Te Ākitai Waiohua | 1.21 | 1 |  |  |  | no | 1 | 3 | 1 | CCTV NOT Available or Over 30 Years Old & Soil Type Available | 3.1758 | 3 | 2 | 4 | 2.5 | Property Parcels | 1 |  | 5 | 1.295 | 0.037839 | Modelled Flow Data Used & Depth Available | 172.4216 | 4
3840 | 4117 | 917820 | 10089600 | 82593954 | DSBHV | Beach Haven Branch Sewer TS10 | Gravity | Pipe | Buried | OP | CONC | None | 1974-01-01 |  |  | dwg | NI | Transmission | Legacy | 2 |  |  | 4 | 300 | ASBUILT | ASBUILT | ASBUILT | ASBUILT | CONS | 64253 | NA |  | 92.47 | ASBUILT | WSL |  | Te Kawerau a Maki,Ngāti Whātua,Ngāti Maru,Ngāti Whātua o Ōrākei,Ngāti Tamaoho,Ngāti Manuhiri,Ngāti Tamaterā,Ngāi Tai ki Tāmaki,Ngāti Hako,Te Ākitai Waiohua | 1.71 | 2 |  |  |  | no | 1 | 1 | 2 | CCTV NOT Available or Over 30 Years Old & Soil Type Available | 3.175 | 3 | 1 | 1 | 3.5 | Property Parcels, Building Outlines | 1 |  | 1.5 | 1.29 | 0.0084227 | Modelled Flow Data Used & Depth Available | 92.468 | 8
3429 | 3702 | 938051 | 10089592 | 193792 | DSBHV | Beach Haven Branch Sewer TS10 | Gravity | Pipe | Buried | OP | CONC | None | 1974-01-01 |  |  | dwg | NI | Transmission | Legacy | 2 |  |  | 4 | 300 | [5 empty] | 64245 | NA |  | 79.17 |  | WSL |  | Te Kawerau a Maki,Ngāti Whātua,Ngāti Maru,Ngāti Whātua o Ōrākei,Ngāti Tamaoho,Ngāti Manuhiri,Ngāti Tamaterā,Ngāi Tai ki Tāmaki,Ngāti Hako,Te Ākitai Waiohua | 1.71 | 2 |  |  |  | no | 1 | 1 | 2 | CCTV NOT Available or Over 30 Years Old & Soil Type Available | 3.175 | 3 | 1 | 1 | 3.5 | Property Parcels, Building Outlines | 1 |  | 1.5 | 1.29 | 0.0084227 | Modelled Flow Data Used & Depth Available | 79.1688 | 8
3565 | 3838 | 907957 | 10089594 | 194038 | DSBHV | Beach Haven Branch Sewer TS10 | Gravity | Pipe | Buried | OP | CONC | None | 1974-01-01 |  |  | dwg | NI | Transmission | Legacy | 2 |  |  | 4 | 300 | [5 empty] | 64247 | NA |  | 69.46 |  | WSL |  | Te Kawerau a Maki,Ngāti Whātua,Ngāti Maru,Ngāti Whātua o Ōrākei,Ngāti Tamaoho,Ngāti Manuhiri,Ngāti Tamaterā,Ngāi Tai ki Tāmaki,Ngāti Hako,Te Ākitai Waiohua | 1.71 | 2 |  |  |  | no | 1 | 1 | 2 | CCTV NOT Available or Over 30 Years Old & Soil Type Available | 3.175 | 3 | 1 | 1 | 3.5 | Property Parcels, Building Outlines | 1 |  | 1.5 | 1.29 | 0.0084227 | Modelled Flow Data Used & Depth Available | 69.4571 | 8
3118 | 3380 | 912196 | 10089612 | 193803 | DSBHV | Beach Haven Branch Sewer TS10 | Gravity | Pipe | Buried | OP | CONC | None | 1974-01-01 |  |  | dwg | NI | Transmission | Legacy | 2 |  |  | 4 | 300 | [5 empty] | 64265 | NA |  | 64.31 |  | WSL |  | Te Kawerau a Maki,Ngāti Whātua,Ngāti Maru,Ngāti Whātua o Ōrākei,Ngāti Tamaoho,Ngāti Manuhiri,Ngāti Tamaterā,Ngāi Tai ki Tāmaki,Ngāti Hako,Te Ākitai Waiohua | 1.71 | 2 |  |  |  | no | 1 | 1 | 2 | CCTV NOT Available or Over 30 Years Old & Soil Type Available | 3.175 | 3 | 1 | 1 | 3.5 | Property Parcels, Building Outlines | 1 |  | 1.5 | 1.29 | 0.0084227 | Modelled Flow Data Used & Depth Available | 64.306 | 8
3473 | 3746 | 937973 | 10089605 | 193993 | DSBHV | Beach Haven Branch Sewer TS10 | Gravity | Pipe | Buried | OP | CONC | None | 1974-01-01 |  |  | dwg | NI | Transmission | Legacy | 2 |  |  | 4 | 300 | [5 empty] | 64258 | NA |  | 58.42 |  | WSL |  | Te Kawerau a Maki,Ngāti Whātua,Ngāti Maru,Ngāti Whātua o Ōrākei,Ngāti Tamaoho,Ngāti Manuhiri,Ngāti Tamaterā,Ngāi Tai ki Tāmaki,Ngāti Hako,Te Ākitai Waiohua | 1.71 | 2 |  |  |  | no | 1 | 1 | 2 | CCTV NOT Available or Over 30 Years Old & Soil Type Available | 3.175 | 3 | 1 | 1 | 3.5 | Property Parcels, Building Outlines | 1 |  | 1.5 | 1.29 | 0.0084227 | Modelled Flow Data Used & Depth Available | 58.4165 | 8
3115 | 3377 | 912195 | 10089611 | 194252 | DSBHV | Beach Haven Branch Sewer TS10 | Gravity | Pipe | Buried | OP | CONC | None | 1974-01-01 |  |  | dwg | NI | Transmission | Legacy | 2 |  |  | 4 | 300 | [5 empty] | 64264 | NA |  | 53.91 |  | WSL |  | Te Kawerau a Maki,Ngāti Whātua,Ngāti Maru,Ngāti Whātua o Ōrākei,Ngāti Tamaoho,Ngāti Manuhiri,Ngāti Tamaterā,Ngāi Tai ki Tāmaki,Ngāti Hako,Te Ākitai Waiohua | 1.71 | 2 |  |  |  | no | 1 | 1 | 2 | CCTV NOT Available or Over 30 Years Old & Soil Type Available | 3.175 | 3 | 1 | 1 | 3.5 | Property Parcels, Building Outlines | 1 |  | 1.5 | 1.29 | 0.0084227 | Modelled Flow Data Used & Depth Available | 53.9124 | 8
3592 | 3865 | 907959 | 10089599 | 194249 | DSBHV | Beach Haven Branch Sewer TS10 | Gravity | Pipe | Buried | OP | CONC | None | 1990-01-01 |  |  | dwg | NI | Transmission | Legacy | 2 |  |  | 4 | 300 | [5 empty] | 64252 | NA |  | 49.58 |  | WSL |  | Te Kawerau a Maki,Ngāti Whātua,Ngāti Maru,Ngāti Whātua o Ōrākei,Ngāti Tamaoho,Ngāti Manuhiri,Ngāti Tamaterā,Ngāi Tai ki Tāmaki,Ngāti Hako,Te Ākitai Waiohua | 1 | 1 |  |  |  | no | 1 | 1 | 1 | CCTV NOT Available or Over 30 Years Old & Soil Type Available | 3.175 | 3 | 1 | 1 | 3.5 | Property Parcels, Building Outlines | 1 |  | 1.5 | 1.29 | 0.0084227 | Modelled Flow Data Used & Depth Available | 49.5788 | 4
3586 | 3859 | 907956 | 10089595 | 194248 | DSBHV | Beach Haven Branch Sewer TS10 | Gravity | Pipe | Buried | OP | CONC | None | 1974-01-01 |  |  | dwg | NI | Transmission | Legacy | 2 |  |  | 4 | 300 | [5 empty] | 64248 | NA |  | 49.38 |  | WSL |  | Te Kawerau a Maki,Ngāti Whātua,Ngāti Maru,Ngāti Whātua o Ōrākei,Ngāti Tamaoho,Ngāti Manuhiri,Ngāti Tamaterā,Ngāi Tai ki Tāmaki,Ngāti Hako,Te Ākitai Waiohua | 1.71 | 2 |  |  |  | no | 1 | 1 | 2 | CCTV NOT Available or Over 30 Years Old & Soil Type Available | 3.175 | 3 | 1 | 1 | 3.5 | Property Parcels, Building Outlines | 1 |  | 1.5 | 1.29 | 0.0084227 | Modelled Flow Data Used & Depth Available | 49.3765 | 8
3134 | 3396 | 912191 | 10089610 | 194048 | DSBHV | Beach Haven Branch Sewer TS10 | Gravity | Pipe | Buried | OP | CONC | None | 1974-01-01 |  |  | dwg | NI | Transmission | Legacy | 2 |  |  | 4 | 300 | [5 empty] | 64263 | NA |  | 48.78 |  | WSL |  | Te Kawerau a Maki,Ngāti Whātua,Ngāti Maru,Ngāti Whātua o Ōrākei,Ngāti Tamaoho,Ngāti Manuhiri,Ngāti Tamaterā,Ngāi Tai ki Tāmaki,Ngāti Hako,Te Ākitai Waiohua | 1.71 | 2 |  |  |  | no | 1 | 1 | 2 | CCTV NOT Available or Over 30 Years Old & Soil Type Available | 3.175 | 3 | 1 | 1 | 3.5 | Property Parcels, Building Outlines | 1 |  | 1.5 | 1.29 | 0.0084227 | Modelled Flow Data Used & Depth Available | 48.7758 | 8
4204 | 4488 | 937802 | 10089615 | 194253 | DSBHV | Beach Haven Branch Sewer TS10 | Gravity | Pipe | Buried | OP | AC | None | 1974-01-01 |  |  | dwg | NI | Transmission | Legacy | 2 |  |  | 4 | 300 | [5 empty] | 64268 | NA |  | 47.41 |  | WSL |  | Te Kawerau a Maki,Ngāti Whātua,Ngāti Maru,Ngāti Whātua o Ōrākei,Ngāti Tamaoho,Ngāti Manuhiri,Ngāti Tamaterā,Ngāi Tai ki Tāmaki,Ngāti Hako,Te Ākitai Waiohua | 2.41 | 2 |  |  |  | no | 1 | 1 | 3 | CCTV NOT Available or Over 30 Years Old & Soil Type Available | 3.175 | 3 | 1 | 1 | 3.5 | Property Parcels, Building Outlines | 1 |  | 1.5 | 1.29 | 0.0084227 | Modelled Flow Data Used & Depth Available | 47.4084 | 8
3773 | 4048 | 913599 | 10089609 | 193994 | DSBHV | Beach Haven Branch Sewer TS10 | Gravity | Pipe | Buried | OP | CONC | None | 1984-01-01 |  |  | dwg | NI | Transmission | Legacy | 2 |  |  | 4 | 300 | [5 empty] | 64262 | NA |  | 46.57 |  | WSL |  | Te Kawerau a Maki,Ngāti Whātua,Ngāti Maru,Ngāti Whātua o Ōrākei,Ngāti Tamaoho,Ngāti Manuhiri,Ngāti Tamaterā,Ngāi Tai ki Tāmaki,Ngāti Hako,Te Ākitai Waiohua | 1 | 1 |  |  |  | no | 1 | 1 | 1 | CCTV NOT Available or Over 30 Years Old & Soil Type Available | 3.175 | 3 | 1 | 1 | 3.5 | Property Parcels, Building Outlines | 1 |  | 1.5 | 1.29 | 0.0084227 | Modelled Flow Data Used & Depth Available | 46.5671 | 4
3495 | 3768 | 937791 | 10089593 | 193984 | DSBHV | Beach Haven Branch Sewer TS10 | Gravity | Pipe | Buried | OP | CONC | None | 1974-01-01 |  |  | dwg | NI | Transmission | Legacy | 2 |  |  | 4 | 300 | [5 empty] | 64246 | NA |  | 45.75 |  | WSL |  | Te Kawerau a Maki,Ngāti Whātua,Ngāti Maru,Ngāti Whātua o Ōrākei,Ngāti Tamaoho,Ngāti Manuhiri,Ngāti Tamaterā,Ngāi Tai ki Tāmaki,Ngāti Hako,Te Ākitai Waiohua | 1.71 | 2 |  |  |  | no | 1 | 1 | 2 | CCTV NOT Available or Over 30 Years Old & Soil Type Available | 3.175 | 3 | 1 | 1 | 3.5 | Property Parcels, Building Outlines | 1 |  | 1.5 | 1.29 | 0.0084227 | Modelled Flow Data Used & Depth Available | 45.7464 | 8
3581 | 3854 | 940984 | 10088276 | 195392 | DSNCD | Northcote Diversion Branch Sewer TS8 New | Gravity | Pipe | Buried | OP | CONC | None | 2010-01-28 | 13.02 | 12.75 | 0.1s | NI | Transmission | R0001842 | 2 |  |  | 4 | 1050 | [5 empty] | 65065 | NA |  | 31.83 |  | WSL |  | Te Kawerau a Maki,Ngāti Whātua,Ngāti Maru,Ngāti Whātua o Ōrākei,Ngāti Tamaoho,Ngāti Manuhiri,Te Patukirikiri,Ngāti Whanaunga,Ngāti Tamaterā,Ngāti Pāoa,Ngāi Tai ki Tāmaki,Ngāti Hako,Te Ākitai Waiohua | 1.76 | 2 |  |  |  | no | 5 | 1 | 1 | CCTV NOT Available or Over 30 Years Old & Soil Type Available | 3.1745 | 3 | 2 | 4 | 2.5 | Property Parcels, Public Park & Sports Area | 1 |  | 5 | 1.295 | 0.040582 | Modelled Flow Data Used & Depth Available | 31.8302 | 8
3631 | 3905 | 907617 | 10089845 | 194268 | DSBUR | Bush Road Branch Sewer TS25A | Gravity | Pipe | Buried | OP | CONC | None | 1997-01-01 |  |  | dwg | NI | Transmission | Legacy | 2 |  |  | 4 | 300 | [5 empty] | 64362 | NA |  | 61.38 |  | WSL |  | Te Kawerau a Maki,Ngāti Whātua,Ngāti Maru,Ngāti Whātua o Kaipara,Ngāti Whātua o Ōrākei,Ngāti Tamaoho,Ngāti Manuhiri,Ngāti Whanaunga,Ngāti Tamaterā,Ngāti Pāoa,Ngāi Tai ki Tāmaki,Ngāti Hako,Te Ākitai Waiohua | 1.21 | 1 |  |  |  | no | 1 | 3 | 1 | CCTV NOT Available or Over 30 Years Old & Soil Type Available | 3.1732 | 3 | 1 | 1 | 3.5 | Property Parcels, Building Outlines | 1 |  | 1.5 | 1.29 | 0.0099541 | Modelled Flow Data Used & Depth Available | 61.3787 | 4
486 | 506 | 17362 | 10008410 | 196987 | DSSWI | Southwestern Interceptor | Gravity | Pipe | Exposed | OP | CONC | None | 1998-06-30 | 7.64 | 7.46 | dwg | SW | Transmission | Legacy | 1 |  |  | 4 | 1600 | [5 empty] | 77558 | NA |  | 415.69 |  | WSL |  | Waikato,Te Kawerau a Maki,Ngāti Maru,Ngāti Tamaoho,Ngāti Tamaterā,Ngāi Tai ki Tāmaki,Ngāti Hako,Te Ākitai Waiohua | 2 | 2 | 2 | 2016 | te puna wai | no | 5 | 3 | 1 | CCTV Available (0-10 Years Old) & Soil Type Available | 3.173 | 3 | 5 | 5 | 1 |  | 1 | Mana Whenua - Maunga Matukutureia, Aquifer - Wiri Volcanic Aquifer | 5 | 0.895 | 0.24112 | Modelled Flow Data Used & Depth Available | 415.6883 | 8
4311 | 4598 | 2616377 | 10096692 | 195073 | DSKOD | Kohimarama Branch Diversion Sewer | Gravity | Pipe | Buried | OP | PE | None | 2016-03-24 |  |  | 0.1s | EI | Transmission | T0000900 | 2 |  |  | 4 | 750 | [5 empty] | 75607 | NA |  | 336.54 |  | WSL |  | Waikato,Te Kawerau a Maki,Ngāti Whātua,Ngāti Maru,Ngāti Whātua o Ōrākei,Ngāti Tamaoho,Te Patukirikiri,Ngāti Whanaunga,Ngāti Tamaterā,Ngāti Pāoa,Ngāi Tai ki Tāmaki,Ngāti Hako,Te Ākitai Waiohua | 1.76 | 2 |  |  |  | no | 5 | 1 | 1 | CCTV NOT Available or Over 30 Years Old & Soil Type Available | 3.173 | 3 | 3 | 3 | 2 | Public Park & Sports Area | 1 |  | 1.5 | 0.955 | 0.6 | Diameter Used For Flow Approximation & Depth Available | 336.5372 | 8
3005 | 3266 | 910379 | 10089399 | 193931 | DSBBN | Browns Bay North Branch Sewer TS7C | Gravity | Pipe | Buried | OP | PVC-U | None | 1985-01-01 |  |  | dwg | NI | Transmission | Legacy | 2 |  |  | 4 | 300 | [5 empty] | 64127 | NA |  | 35.76 |  | WSL |  | Te Kawerau a Maki,Ngāti Whātua,Ngāti Maru,Ngāti Whātua o Ōrākei,Ngāti Tamaoho,Ngāti Manuhiri,Te Patukirikiri,Ngāti Whanaunga,Ngāti Tamaterā,Ngāti Pāoa,Ngāi Tai ki Tāmaki,Ngāti Hako,Te Ākitai Waiohua | 1.76 | 2 |  |  |  | no | 5 | 1 | 1 | CCTV NOT Available or Over 30 Years Old & Soil Type Available | 3.1714 | 3 | 1 | 1 | 3.5 | Property Parcels, Building Outlines | 1 |  | 1.5 | 1.29 | 0.011485 | Modelled Flow Data Used & Depth Available | 35.7559 | 8
3440 | 3713 | 937328 | 10089704 | 194259 | DSBKD | Birkdale Branch Sewer TS14 | Gravity | Pipe | Buried | OP | CONC | None | 1962-01-01 |  |  | dwg | NI | Transmission | Legacy | 2 |  |  | 4 | 300 | [5 empty] | 64292 | NA |  | 87.27 |  | WSL |  | Te Kawerau a Maki,Ngāti Whātua,Ngāti Maru,Ngāti Whātua o Ōrākei,Ngāti Tamaoho,Ngāti Manuhiri,Ngāti Whanaunga,Ngāti Tamaterā,Ngāti Pāoa,Ngāi Tai ki Tāmaki,Ngāti Hako,Te Ākitai Waiohua | 2.41 | 2 |  |  |  | no | 1 | 1 | 3 | CCTV NOT Available or Over 30 Years Old & Soil Type Available | 3.1714 | 3 | 1 | 1 | 3.5 | Property Parcels, Building Outlines | 1 |  | 1.5 | 1.29 | 0.011485 | Modelled Flow Data Used & Depth Available | 87.2724 | 8
3838 | 4115 | 922639 | 10089386 | 82593956 | DSBBN | Browns Bay North Branch Sewer TS7C | Gravity | Pipe | Buried | OP | CONC | None | 1969-01-01 |  |  | dwg | NI | Transmission | Legacy | 2 |  |  | 4 | 381 | ASBUILT | ASBUILT | ASBUILT | ASBUILT | CONS | 64114 | NA |  | 67.28 | ASBUILT | WSL |  | Te Kawerau a Maki,Ngāti Whātua,Ngāti Maru,Ngāti Whātua o Ōrākei,Ngāti Tamaoho,Ngāti Manuhiri,Te Patukirikiri,Ngāti Whanaunga,Ngāti Tamaterā,Ngāti Pāoa,Ngāi Tai ki Tāmaki,Ngāti Hako,Te Ākitai Waiohua | 2.46 | 2 |  |  |  | no | 5 | 1 | 2 | CCTV NOT Available or Over 30 Years Old & Soil Type Available | 3.1705 | 3 | 1 | 1 | 3.5 | Property Parcels, Building Outlines | 1 |  | 1.5 | 1.29 | 0.012251 | Modelled Flow Data Used & Depth Available | 67.2774 | 8
3079 | 3340 | 912910 | 10089385 | 194167 | DSBBN | Browns Bay North Branch Sewer TS7C | Gravity | Pipe | Buried | OP | CONC | None | 1969-01-01 |  |  | dwg | NI | Transmission | Legacy | 2 |  |  | 4 | 381 | [5 empty] | 64113 | NA |  | 52.17 |  | WSL |  | Te Kawerau a Maki,Ngāti Whātua,Ngāti Maru,Ngāti Whātua o Ōrākei,Ngāti Tamaoho,Ngāti Manuhiri,Te Patukirikiri,Ngāti Whanaunga,Ngāti Tamaterā,Ngāti Pāoa,Ngāi Tai ki Tāmaki,Ngāti Hako,Te Ākitai Waiohua | 2.46 | 2 |  |  |  | no | 5 | 1 | 2 | CCTV NOT Available or Over 30 Years Old & Soil Type Available | 3.1705 | 3 | 1 | 1 | 3.5 | Property Parcels, Building Outlines | 1 |  | 1.5 | 1.29 | 0.012251 | Modelled Flow Data Used & Depth Available | 52.166 | 8
3738 | 4013 | 910025 | 10089579 | 194244 | DSBHV | Beach Haven Branch Sewer TS10 | Gravity | Pipe | Buried | OP | CONC | None | 1961-01-01 |  |  | dwg | NI | Transmission | Legacy | 2 |  |  | 4 | 300 | [5 empty] | 64232 | NA |  | 29.28 |  | WSL |  | Te Kawerau a Maki,Ngāti Whātua,Ngāti Maru,Ngāti Whātua o Ōrākei,Ngāti Tamaoho,Ngāti Manuhiri,Ngāti Whanaunga,Ngāti Tamaterā,Ngāi Tai ki Tāmaki,Ngāti Hako,Te Ākitai Waiohua | 3.17 | 3 |  |  |  | no | 5 | 1 | 3 | CCTV NOT Available or Over 30 Years Old & Soil Type Available | 3.1705 | 3 | 1 | 1 | 3.5 | Property Parcels, Building Outlines | 1 |  | 1.5 | 1.29 | 0.012251 | Modelled Flow Data Used & Depth Available | 29.2828 | 14
3770 | 4045 | 912182 | 10089490 | 194231 | DSBDW | Birkdale West Branch Sewer TS12 | Gravity | Pipe | Buried | OP | CONC | None | 1962-01-01 |  |  | dwg | NI | Transmission | Legacy | 2 |  |  | 4 | 300 | [5 empty] | 64180 | NA |  | 28.86 |  | WSL |  | Te Kawerau a Maki,Ngāti Whātua,Ngāti Maru,Ngāti Whātua o Ōrākei,Ngāti Tamaoho,Ngāti Manuhiri,Ngāti Whanaunga,Ngāti Tamaterā,Ngāi Tai ki Tāmaki,Ngāti Hako,Te Ākitai Waiohua | 2.79 | 3 |  |  |  | no | 3 | 1 | 3 | CCTV NOT Available or Over 30 Years Old & Soil Type Available | 3.1705 | 3 | 1 | 1 | 3.5 | Property Parcels, Building Outlines | 1 |  | 1.5 | 1.29 | 0.012251 | Modelled Flow Data Used & Depth Available | 28.8571 | 14
4257 | 4542 | 937480 | 10089583 | 194245 | DSBHV | Beach Haven Branch Sewer TS10 | Gravity | Pipe | Buried | OP | CONC | None | 1961-01-01 |  |  | dwg | NI | Transmission | Legacy | 2 |  |  | 4 | 300 | [5 empty] | 64236 | NA |  | 180.84 |  | WSL |  | Te Kawerau a Maki,Ngāti Whātua,Ngāti Maru,Ngāti Whātua o Ōrākei,Ngāti Tamaoho,Ngāti Manuhiri,Ngāti Whanaunga,Ngāti Tamaterā,Ngāi Tai ki Tāmaki,Ngāti Hako,Te Ākitai Waiohua | 2.41 | 2 |  |  |  | no | 1 | 1 | 3 | CCTV NOT Available or Over 30 Years Old & Soil Type Available | 3.1705 | 3 | 1 | 1 | 3.5 | Building Outlines, Public Park & Sports Area | 1 |  | 1.5 | 1.29 | 0.012251 | Modelled Flow Data Used & Depth Available | 180.8419 | 8
3832 | 4109 | 920077 | 10089347 | 193938 | DSBAV | Bayview Branch Sewer TS13 | Gravity | Pipe | Buried | OP | CONC | None | 1972-01-01 |  |  | dwg | NI | Transmission | Legacy | 2 |  |  | 4 | 355 | [5 empty] | 64104 | NA |  | 79.69 |  | WSL |  | Te Kawerau a Maki,Ngāti Whātua,Ngāti Maru,Ngāti Whātua o Ōrākei,Ngāti Tamaoho,Ngāti Manuhiri,Ngāti Whanaunga,Ngāti Tamaterā,Ngāti Pāoa,Ngāi Tai ki Tāmaki,Ngāti Hako,Te Ākitai Waiohua | 1.71 | 2 |  |  | CCTV app | yes | 1 | 1 | 2 | CCTV NOT Available or Over 30 Years Old & Soil Type Available | 3.1705 | 3 | 1 | 1 | 3.5 | Property Parcels, Building Outlines | 1 | Significant Ecological Area - SEA_T_8313 | 1.5 | 1.29 | 0.012251 | Modelled Flow Data Used & Depth Available | 79.6903 | 8
3008 | 3269 | 911019 | 10089572 | 193787 | DSBHV | Beach Haven Branch Sewer TS10 | Gravity | Pipe | Buried | OP | CONC | None | 1961-01-01 |  |  | dwg | NI | Transmission | Legacy | 2 |  |  | 4 | 355 | [5 empty] | 64225 | NA |  | 71.88 |  | WSL |  | Te Kawerau a Maki,Ngāti Whātua,Ngāti Maru,Ngāti Whātua o Ōrākei,Ngāti Tamaoho,Ngāti Manuhiri,Ngāti Whanaunga,Ngāti Tamaterā,Ngāi Tai ki Tāmaki,Ngāti Hako,Te Ākitai Waiohua | 2.41 | 2 |  |  |  | no | 1 | 1 | 3 | CCTV NOT Available or Over 30 Years Old & Soil Type Available | 3.1705 | 3 | 1 | 1 | 3.5 | Property Parcels, Building Outlines | 1 |  | 1.5 | 1.29 | 0.012251 | Modelled Flow Data Used & Depth Available | 71.8802 | 8
4262 | 4547 | 937415 | 10089575 | 194243 | DSBHV | Beach Haven Branch Sewer TS10 | Gravity | Pipe | Buried | OP | CONC | None | 1961-01-01 |  |  | dwg | NI | Transmission | Legacy | 2 |  |  | 4 | 355 | [5 empty] | 64228 | NA |  | 64 |  | WSL |  | Te Kawerau a Maki,Ngāti Whātua,Ngāti Maru,Ngāti Whātua o Ōrākei,Ngāti Tamaoho,Ngāti Manuhiri,Ngāti Whanaunga,Ngāti Tamaterā,Ngāi Tai ki Tāmaki,Ngāti Hako,Te Ākitai Waiohua | 2.41 | 2 |  |  |  | no | 1 | 1 | 3 | CCTV NOT Available or Over 30 Years Old & Soil Type Available | 3.1705 | 3 | 1 | 1 | 3.5 | Property Parcels, Building Outlines | 1 |  | 1.5 | 1.29 | 0.012251 | Modelled Flow Data Used & Depth Available | 64.0043 | 8
3427 | 3700 | 937476 | 10089576 | 193788 | DSBHV | Beach Haven Branch Sewer TS10 | Gravity | Pipe | Buried | OP | CONC | None | 1961-01-01 |  |  | dwg | NI | Transmission | Legacy | 2 |  |  | 4 | 355 | [5 empty] | 64229 | NA |  | 54.54 |  | WSL |  | Te Kawerau a Maki,Ngāti Whātua,Ngāti Maru,Ngāti Whātua o Ōrākei,Ngāti Tamaoho,Ngāti Manuhiri,Ngāti Whanaunga,Ngāti Tamaterā,Ngāi Tai ki Tāmaki,Ngāti Hako,Te Ākitai Waiohua | 2.41 | 2 |  |  |  | no | 1 | 1 | 3 | CCTV NOT Available or Over 30 Years Old & Soil Type Available | 3.1705 | 3 | 1 | 1 | 3.5 | Property Parcels, Building Outlines | 1 |  | 1.5 | 1.29 | 0.012251 | Modelled Flow Data Used & Depth Available | 54.5439 | 8
3697 | 3972 | 906735 | 10089486 | 194194 | DSBDW | Birkdale West Branch Sewer TS12 | Gravity | Pipe | Buried | OP | CONC | None | 1962-01-01 |  |  | dwg | NI | Transmission | Legacy | 2 |  |  | 4 | 300 | [5 empty] | 64176 | NA |  | 51.1 |  | WSL |  | Te Kawerau a Maki,Ngāti Whātua,Ngāti Maru,Ngāti Whātua o Ōrākei,Ngāti Tamaoho,Ngāti Manuhiri,Ngāti Whanaunga,Ngāti Tamaterā,Ngāi Tai ki Tāmaki,Ngāti Hako,Te Ākitai Waiohua | 2.41 | 2 |  |  |  | no | 1 | 1 | 3 | CCTV NOT Available or Over 30 Years Old & Soil Type Available | 3.1705 | 3 | 1 | 1 | 3.5 | Property Parcels, Building Outlines | 1 | Significant Ecological Area - SEA_T_8039 | 1.5 | 1.29 | 0.012251 | Modelled Flow Data Used & Depth Available | 51.1003 | 8
4243 | 4528 | 937414 | 10089574 | 194033 | DSBHV | Beach Haven Branch Sewer TS10 | Gravity | Pipe | Buried | OP | CONC | None | 1961-01-01 |  |  | dwg | NI | Transmission | Legacy | 2 |  |  | 4 | 355 | [5 empty] | 64227 | NA |  | 45.94 |  | WSL |  | Te Kawerau a Maki,Ngāti Whātua,Ngāti Maru,Ngāti Whātua o Ōrākei,Ngāti Tamaoho,Ngāti Manuhiri,Ngāti Whanaunga,Ngāti Tamaterā,Ngāi Tai ki Tāmaki,Ngāti Hako,Te Ākitai Waiohua | 2.41 | 2 |  |  |  | no | 1 | 1 | 3 | CCTV NOT Available or Over 30 Years Old & Soil Type Available | 3.1705 | 3 | 1 | 1 | 3.5 | Property Parcels, Building Outlines | 1 |  | 1.5 | 1.29 | 0.012251 | Modelled Flow Data Used & Depth Available | 45.936 | 8
4236 | 4521 | 937677 | 10089496 | 193957 | DSBDW | Birkdale West Branch Sewer TS12 | Gravity | Pipe | Buried | OP | CONC | None | 1962-01-01 |  |  | dwg | NI | Transmission | Legacy | 2 |  |  | 4 | 300 | [5 empty] | 64186 | NA |  | 42.46 |  | WSL |  | Te Kawerau a Maki,Ngāti Whātua,Ngāti Maru,Ngāti Whātua o Ōrākei,Ngāti Tamaoho,Ngāti Manuhiri,Ngāti Tamaterā,Ngāi Tai ki Tāmaki,Ngāti Hako,Te Ākitai Waiohua | 2.41 | 2 |  |  |  | no | 1 | 1 | 3 | CCTV NOT Available or Over 30 Years Old & Soil Type Available | 3.1705 | 3 | 1 | 1 | 3.5 | Property Parcels, Building Outlines | 1 |  | 1.5 | 1.29 | 0.012251 | Modelled Flow Data Used & Depth Available | 42.4564 | 8
3451 | 3724 | 938240 | 10089485 | 194002 | DSBDW | Birkdale West Branch Sewer TS12 | Gravity | Pipe | Buried | OP | CONC | None | 1962-01-01 |  |  | dwg | NI | Transmission | Legacy | 2 |  |  | 4 | 300 | [5 empty] | 64175 | NA |  | 40.34 |  | WSL |  | Te Kawerau a Maki,Ngāti Whātua,Ngāti Maru,Ngāti Whātua o Ōrākei,Ngāti Tamaoho,Ngāti Manuhiri,Ngāti Whanaunga,Ngāti Tamaterā,Ngāi Tai ki Tāmaki,Ngāti Hako,Te Ākitai Waiohua | 2.41 | 2 |  |  |  | no | 1 | 1 | 3 | CCTV NOT Available or Over 30 Years Old & Soil Type Available | 3.1705 | 3 | 1 | 1 | 3.5 | Property Parcels, Building Outlines | 1 | Significant Ecological Area - SEA_T_8039 | 1.5 | 1.29 | 0.012251 | Modelled Flow Data Used & Depth Available | 40.3428 | 8
4020 | 4298 | 935101 | 10089343 | 194130 | DSBAV | Bayview Branch Sewer TS13 | Gravity | Pipe | Buried | OP | CONC | None | 1972-01-01 |  |  | dwg | NI | Transmission | Legacy | 2 |  |  | 4 | 355 | [5 empty] | 64100 | NA |  | 36.74 |  | WSL |  | Te Kawerau a Maki,Ngāti Whātua,Ngāti Maru,Ngāti Whātua o Ōrākei,Ngāti Tamaoho,Ngāti Manuhiri,Ngāti Whanaunga,Ngāti Tamaterā,Ngāti Pāoa,Ngāi Tai ki Tāmaki,Ngāti Hako,Te Ākitai Waiohua | 1.92 | 2 |  |  | CCTV app | yes | 1 | 3 | 2 | CCTV NOT Available or Over 30 Years Old & Soil Type Available | 3.1705 | 3 | 1 | 1 | 3.5 | Property Parcels, Building Outlines | 1 |  | 1.5 | 1.29 | 0.012251 | Modelled Flow Data Used & Depth Available | 36.744 | 8
3032 | 3293 | 911020 | 10089573 | 193979 | DSBHV | Beach Haven Branch Sewer TS10 | Gravity | Pipe | Buried | OP | CONC | None | 1961-01-01 |  |  | dwg | NI | Transmission | Legacy | 2 |  |  | 4 | 355 | [5 empty] | 64226 | NA |  | 33.72 |  | WSL |  | Te Kawerau a Maki,Ngāti Whātua,Ngāti Maru,Ngāti Whātua o Ōrākei,Ngāti Tamaoho,Ngāti Manuhiri,Ngāti Whanaunga,Ngāti Tamaterā,Ngāi Tai ki Tāmaki,Ngāti Hako,Te Ākitai Waiohua | 2.41 | 2 |  |  |  | no | 1 | 1 | 3 | CCTV NOT Available or Over 30 Years Old & Soil Type Available | 3.1705 | 3 | 1 | 1 | 3.5 | Property Parcels, Building Outlines | 1 |  | 1.5 | 1.29 | 0.012251 | Modelled Flow Data Used & Depth Available | 33.719 | 8
2027 | 2221 | 16244 | 10006527 | 196066 | DSMGS | Mangere South Branch | Gravity | Pipe | Buried | OP | CONC | None | 1964-06-30 |  | 7.24 | dwg | EI | Transmission | DC09028 | 2 |  |  | 4 | 375 | [5 empty] | 75842 | NA |  | 148.25 |  | WSL |  | Waikato,Te Kawerau a Maki,Ngāti Maru,Ngāti Whātua o Ōrākei,Ngāti Tamaoho,Ngāti Tamaterā,Ngāi Tai ki Tāmaki,Ngāti Hako,Te Ākitai Waiohua | 2 | 2 | 2 | 2003 | te puna wai | yes | 1 | 3 | 2 | CCTV Available (20-30 Years Old) & Soil Type Available | 3.1698 | 3 | 1 | 1 | 3.5 | Property Parcels, Building Outlines | 1 |  | 1.5 | 1.29 | 0.012827 | Modelled Flow Data Used & Depth Available | 148.2519 | 8
309 | 321 | 17361 | 10008409 | 197561 | DSSWI | Southwestern Interceptor | Gravity | Pipe | Bridged | OP | CLS | None | 1998-06-30 | 7.46 | 7.35 | dwg | SW | Transmission | Legacy | 1 |  |  | 4 | 1620 | [5 empty] | 77557 | NA |  | 234.13 |  | WSL |  | Waikato,Te Kawerau a Maki,Ngāti Maru,Ngāti Tamaoho,Ngāti Tamaterā,Ngāi Tai ki Tāmaki,Ngāti Hako,Te Ākitai Waiohua | 2 | 2 | 2 | 2016 | te puna wai | no | 1 | 1 | 2 | CCTV Available (0-10 Years Old) & Soil Type Not Available | 3.1697 | 3 | 5 | 5 | 1 |  | 1 | Mana Whenua - Matukuturua Stonefields, Ocean Intercept, Significant Ecological Area - SEA-M2-27a, Aquifer - Wiri Volcanic Aquifer | 5 | 0.895 | 0.23977 | Modelled Flow Data Used & Depth Available | 234.1307 | 8
3509 | 3782 | 938314 | 10089423 | 193739 | DSBDD | Birkdale Diversion Branch Sewer TS14A | Gravity | Pipe | Buried | OP | CONC | None | 2009-06-06 | 3.28 | 2.83 | dwg | NI | Transmission | Legacy | 2 |  |  | 4 | 1050 | [5 empty] | 64144 | NA |  | 266.52 |  | WSL |  | Te Kawerau a Maki,Ngāti Whātua,Ngāti Maru,Ngāti Whātua o Ōrākei,Ngāti Tamaoho,Ngāti Manuhiri,Ngāti Whanaunga,Ngāti Tamaterā,Ngāti Pāoa,Ngāi Tai ki Tāmaki,Ngāti Hako,Te Ākitai Waiohua | 1 | 1 |  |  |  | no | 1 | 1 | 1 | CCTV NOT Available or Over 30 Years Old & Soil Type Available | 3.1678 | 3 | 1 | 4 | 2.5 | Property Parcels, Building Outlines | 1 |  | 5 | 1.295 | 0.020674 | Modelled Flow Data Used & Depth Available | 266.5241 | 4
3925 | 4203 | 928056 | 10090348 | 195187 | DSGLF | Glenfield Branch Sewer TS4A | Gravity | Pipe | Buried | OP | CONC | None | 1975-01-01 |  |  | dwg | NI | Transmission | Legacy | 2 |  |  | 4 | 300 | [5 empty] | 64687 | NA |  | 68.27 |  | WSL |  | Te Kawerau a Maki,Ngāti Whātua,Ngāti Maru,Ngāti Whātua o Ōrākei,Ngāti Tamaoho,Ngāti Manuhiri,Te Patukirikiri,Ngāti Whanaunga,Ngāti Tamaterā,Ngāti Pāoa,Ngāi Tai ki Tāmaki,Ngāti Hako,Te Ākitai Waiohua | 2.27 | 2 | 2 | 2016 | te puna wai | no | 5 | 1 | 2 | CCTV Available (0-10 Years Old) & Soil Type Available | 3.1678 | 3 | 1 | 1 | 3.5 | Property Parcels, Building Outlines | 1 |  | 1.5 | 1.29 | 0.014548 | Modelled Flow Data Used & Depth Available | 68.2717 | 8
3083 | 3344 | 905700 | 10089563 | 194240 | DSBHV | Beach Haven Branch Sewer TS10 | Gravity | Pipe | Buried | OP | CONC | None | 1961-01-01 |  |  | dwg | NI | Transmission | Legacy | 2 |  |  | 4 | 355 | [5 empty] | 64216 | NA |  | 136.2 |  | WSL |  | Te Kawerau a Maki,Ngāti Whātua,Ngāti Maru,Ngāti Whātua o Ōrākei,Ngāti Tamaoho,Ngāti Manuhiri,Ngāti Whanaunga,Ngāti Tamaterā,Ngāti Pāoa,Ngāi Tai ki Tāmaki,Ngāti Hako,Te Ākitai Waiohua | 2.41 | 2 |  |  |  | no | 1 | 1 | 3 | CCTV NOT Available or Over 30 Years Old & Soil Type Available | 3.1669 | 3 | 1 | 1 | 3.5 | Property Parcels, Building Outlines | 1 |  | 1.5 | 1.29 | 0.015314 | Modelled Flow Data Used & Depth Available | 136.2031 | 8
4226 | 4511 | 938225 | 10089561 | 193970 | DSBHV | Beach Haven Branch Sewer TS10 | Gravity | Pipe | Buried | OP | CONC | None | 1961-01-01 |  |  | dwg | NI | Transmission | Legacy | 2 |  |  | 4 | 355 | [5 empty] | 64214 | NA |  | 71.95 |  | WSL |  | Te Kawerau a Maki,Ngāti Whātua,Ngāti Maru,Ngāti Whātua o Ōrākei,Ngāti Tamaoho,Ngāti Manuhiri,Ngāti Whanaunga,Ngāti Tamaterā,Ngāti Pāoa,Ngāi Tai ki Tāmaki,Ngāti Hako,Te Ākitai Waiohua | 2.41 | 2 |  |  |  | no | 1 | 1 | 3 | CCTV NOT Available or Over 30 Years Old & Soil Type Available | 3.1669 | 3 | 1 | 1 | 3.5 | Property Parcels, Building Outlines | 1 |  | 1.5 | 1.29 | 0.015314 | Modelled Flow Data Used & Depth Available | 71.9533 | 8
487 | 507 | 17360 | 10008408 | 196838 | DSSWI | Southwestern Interceptor | Gravity | Pipe | Exposed | OP | CONC | None | 1998-06-30 | 7.35 | 7.19 | dwg | SW | Transmission | Legacy | 1 |  |  | 4 | 1600 | [5 empty] | 77556 | NA |  | 372.77 |  | WSL |  | Waikato,Te Kawerau a Maki,Ngāti Maru,Ngāti Tamaoho,Ngāti Tamaterā,Ngāi Tai ki Tāmaki,Ngāti Hako,Te Ākitai Waiohua | 2 | 2 | 2 | 2016 | te puna wai | no | 1 | 3 | 1 | CCTV Available (0-10 Years Old) & Soil Type Available | 3.1663 | 3 | 5 | 5 | 1 |  | 1 |  | 5 | 0.895 | 0.23833 | Modelled Flow Data Used & Depth Available | 372.7662 | 8
4246 | 4531 | 938354 | 10089473 | 193999 | DSBDW | Birkdale West Branch Sewer TS12 | Gravity | Pipe | Bridged | OP | CLS | CIP | 1962-01-01 |  |  | dwg | NI | Transmission | Legacy | 2 |  |  | 4 | 300 | [5 empty] | 64163 | NA |  | 18.01 |  | WSL |  | Te Kawerau a Maki,Ngāti Whātua,Ngāti Maru,Ngāti Whātua o Ōrākei,Ngāti Tamaoho,Ngāti Manuhiri,Ngāti Whanaunga,Ngāti Tamaterā,Ngāi Tai ki Tāmaki,Ngāti Hako,Te Ākitai Waiohua | 1 | 1 |  |  |  | no | 1 | 1 | 1 | CCTV NOT Available or Over 30 Years Old & Soil Type Not Available | 3.1652 | 3 | 3 | 5 | 2.5 | Property Parcels | 1 | Significant Ecological Area - SEA_T_8039 | 1.5 | 1.235 | 0.15773 | Modelled Flow Data Used & Depth Available | 18.0132 | 4
3859 | 4136 | 924196 | 10089189 | 193474 | DSALS | Albany South Branch Sewer TS28 | Gravity | Pipe | Buried | OP | CONC | None | 1998-11-16 |  |  | dwg | NI | Transmission | Legacy | 2 |  |  | 4 | 300 | [5 empty] | 64016 | NA |  | 45.35 |  | WSL |  | Te Kawerau a Maki,Ngāti Whātua,Ngāti Maru,Ngāti Whātua o Kaipara,Ngāti Whātua o Ōrākei,Ngāti Tamaoho,Ngāti Manuhiri,Ngāti Whanaunga,Ngāti Tamaterā,Ngāti Pāoa,Ngāi Tai ki Tāmaki,Ngāti Hako,Te Ākitai Waiohua | 2 | 2 | 2 | 2017 | te puna wai | no | 1 | 3 | 1 | CCTV Available (0-10 Years Old) & Soil Type Available | 3.165 | 3 | 1 | 1 | 3.5 | Property Parcels, Building Outlines | 1 |  | 1.5 | 1.29 | 0.016845 | Modelled Flow Data Used & Depth Available | 45.3459 | 8
3567 | 3840 | 939797 | 10089192 | 193043 | DSALS | Albany South Branch Sewer TS28 | Gravity | Pipe | Buried | OP | PE | None | 2000-01-01 |  |  | dwg | NI | Transmission | Legacy | 2 |  |  | 4 | 310 | [5 empty] | 64019 | NA |  | 16.06 |  | WSL |  | Te Kawerau a Maki,Ngāti Whātua,Ngāti Maru,Ngāti Whātua o Kaipara,Ngāti Whātua o Ōrākei,Ngāti Tamaoho,Ngāti Manuhiri,Ngāti Whanaunga,Ngāti Tamaterā,Ngāti Pāoa,Ngāi Tai ki Tāmaki,Ngāti Hako,Te Ākitai Waiohua | 2 | 2 | 2 | 2017 | te puna wai | no | 1 | 3 | 1 | CCTV Available (0-10 Years Old) & Soil Type Available | 3.165 | 3 | 1 | 1 | 3.5 | Property Parcels, Building Outlines | 1 |  | 1.5 | 1.29 | 0.016845 | Modelled Flow Data Used & Depth Available | 16.0636 | 8
3846 | 4123 | 920062 | 10089468 | 82593950 | DSBDW | Birkdale West Branch Sewer TS12 | Gravity | Pipe | Buried | OP | CONC | None | 1962-01-01 |  |  | dwg | NI | Transmission | Legacy | 2 |  |  | 4 | 355 | ASBUILT | ASBUILT | ASBUILT | ASBUILT | CONS | 64158 | NA |  | 76.16 | ASBUILT | WSL |  | Te Kawerau a Maki,Ngāti Whātua,Ngāti Maru,Ngāti Whātua o Ōrākei,Ngāti Tamaoho,Ngāti Manuhiri,Ngāti Whanaunga,Ngāti Tamaterā,Ngāi Tai ki Tāmaki,Ngāti Hako,Te Ākitai Waiohua | 2.41 | 2 |  |  |  | no | 1 | 1 | 3 | CCTV NOT Available or Over 30 Years Old & Soil Type Available | 3.1641 | 3 | 1 | 1 | 3.5 | Property Parcels, Building Outlines | 1 |  | 1.5 | 1.29 | 0.017611 | Modelled Flow Data Used & Depth Available | 76.1617 | 8
3471 | 3744 | 938239 | 10089481 | 194001 | DSBDW | Birkdale West Branch Sewer TS12 | Gravity | Pipe | Buried | OP | CONC | None | 1962-01-01 |  |  | dwg | NI | Transmission | Legacy | 2 |  |  | 4 | 300 | [5 empty] | 64171 | NA |  | 69.35 |  | WSL |  | Te Kawerau a Maki,Ngāti Whātua,Ngāti Maru,Ngāti Whātua o Ōrākei,Ngāti Tamaoho,Ngāti Manuhiri,Ngāti Whanaunga,Ngāti Tamaterā,Ngāi Tai ki Tāmaki,Ngāti Hako,Te Ākitai Waiohua | 2.41 | 2 |  |  |  | no | 1 | 1 | 3 | CCTV NOT Available or Over 30 Years Old & Soil Type Available | 3.1641 | 3 | 1 | 1 | 3.5 | Property Parcels, Building Outlines | 1 |  | 1.5 | 1.29 | 0.017611 | Modelled Flow Data Used & Depth Available | 69.346 | 8
3634 | 3908 | 906734 | 10089480 | 193947 | DSBDW | Birkdale West Branch Sewer TS12 | Gravity | Pipe | Buried | OP | CONC | None | 1962-01-01 |  |  | dwg | NI | Transmission | Legacy | 2 |  |  | 4 | 300 | [5 empty] | 64170 | NA |  | 64.23 |  | WSL |  | Te Kawerau a Maki,Ngāti Whātua,Ngāti Maru,Ngāti Whātua o Ōrākei,Ngāti Tamaoho,Ngāti Manuhiri,Ngāti Whanaunga,Ngāti Tamaterā,Ngāi Tai ki Tāmaki,Ngāti Hako,Te Ākitai Waiohua | 2.41 | 2 |  |  |  | no | 1 | 1 | 3 | CCTV NOT Available or Over 30 Years Old & Soil Type Available | 3.1641 | 3 | 1 | 1 | 3.5 | Property Parcels, Building Outlines | 1 |  | 1.5 | 1.29 | 0.017611 | Modelled Flow Data Used & Depth Available | 64.2284 | 8
3752 | 4027 | 911804 | 10089470 | 194190 | DSBDW | Birkdale West Branch Sewer TS12 | Gravity | Pipe | Buried | OP | CONC | None | 1962-01-01 |  |  | dwg | NI | Transmission | Legacy | 2 |  |  | 4 | 355 | [5 empty] | 64160 | NA |  | 58.67 |  | WSL |  | Te Kawerau a Maki,Ngāti Whātua,Ngāti Maru,Ngāti Whātua o Ōrākei,Ngāti Tamaoho,Ngāti Manuhiri,Ngāti Whanaunga,Ngāti Tamaterā,Ngāi Tai ki Tāmaki,Ngāti Hako,Te Ākitai Waiohua | 2.41 | 2 |  |  |  | no | 1 | 1 | 3 | CCTV NOT Available or Over 30 Years Old & Soil Type Available | 3.1641 | 3 | 1 | 1 | 3.5 | Property Parcels, Building Outlines | 1 |  | 1.5 | 1.29 | 0.017611 | Modelled Flow Data Used & Depth Available | 58.6713 | 8
3553 | 3826 | 905261 | 10089478 | 194192 | DSBDW | Birkdale West Branch Sewer TS12 | Gravity | Pipe | Buried | OP | CONC | None | 1962-01-01 |  |  | dwg | NI | Transmission | Legacy | 2 |  |  | 4 | 300 | [5 empty] | 64168 | NA |  | 55.92 |  | WSL |  | Te Kawerau a Maki,Ngāti Whātua,Ngāti Maru,Ngāti Whātua o Ōrākei,Ngāti Tamaoho,Ngāti Manuhiri,Ngāti Whanaunga,Ngāti Tamaterā,Ngāi Tai ki Tāmaki,Ngāti Hako,Te Ākitai Waiohua | 2.41 | 2 |  |  |  | no | 1 | 1 | 3 | CCTV NOT Available or Over 30 Years Old & Soil Type Available | 3.1641 | 3 | 1 | 1 | 3.5 | Property Parcels, Building Outlines | 1 |  | 1.5 | 1.29 | 0.017611 | Modelled Flow Data Used & Depth Available | 55.9225 | 8
3307 | 3574 | 920063 | 10089469 | 193998 | DSBDW | Birkdale West Branch Sewer TS12 | Gravity | Pipe | Buried | OP | CONC | None | 1962-01-01 |  |  | dwg | NI | Transmission | Legacy | 2 |  |  | 4 | 355 | [5 empty] | 64159 | NA |  | 51.98 |  | WSL |  | Te Kawerau a Maki,Ngāti Whātua,Ngāti Maru,Ngāti Whātua o Ōrākei,Ngāti Tamaoho,Ngāti Manuhiri,Ngāti Whanaunga,Ngāti Tamaterā,Ngāi Tai ki Tāmaki,Ngāti Hako,Te Ākitai Waiohua | 2.41 | 2 |  |  |  | no | 1 | 1 | 3 | CCTV NOT Available or Over 30 Years Old & Soil Type Available | 3.1641 | 3 | 1 | 1 | 3.5 | Property Parcels, Building Outlines | 1 |  | 1.5 | 1.29 | 0.017611 | Modelled Flow Data Used & Depth Available | 51.9834 | 8
3072 | 3333 | 911763 | 10087785 | 195119 | DSGLW | Glenfield West Branch Sewer TS14D | Gravity | Pipe | Buried | OP | CONC | None | 1977-01-01 |  |  | dwg | NI | Transmission | Legacy | 2 |  |  | 4 | 300 | [5 empty] | 64722 | NA |  | 43.41 |  | WSL |  | Te Kawerau a Maki,Ngāti Whātua,Ngāti Maru,Ngāti Whātua o Ōrākei,Ngāti Tamaoho,Ngāti Manuhiri,Ngāti Whanaunga,Ngāti Tamaterā,Ngāti Pāoa,Ngāi Tai ki Tāmaki,Ngāti Hako,Te Ākitai Waiohua | 3 | 3 | 3 | 2016 | te puna wai | no | 1 | 1 | 2 | CCTV Available (0-10 Years Old) & Soil Type Available | 3.1641 | 3 | 1 | 1 | 3.5 | Property Parcels, Building Outlines | 1 |  | 1.5 | 1.29 | 0.017611 | Modelled Flow Data Used & Depth Available | 43.4067 | 14
3320 | 3587 | 926851 | 10089171 | 193221 | DSALS | Albany South Branch Sewer TS28 | Gravity | Pipe | Buried | OP | PVC-U | None | 1998-04-30 |  |  | dwg | NI | Transmission | Legacy | 2 |  |  | 4 | 300 | [5 empty] | 63998 | NA |  | 35.59 |  | WSL |  | Te Kawerau a Maki,Ngāti Whātua,Ngāti Maru,Ngāti Whātua o Kaipara,Ngāti Whātua o Ōrākei,Ngāti Tamaoho,Ngāti Manuhiri,Ngāti Whanaunga,Ngāti Tamaterā,Ngāti Pāoa,Ngāi Tai ki Tāmaki,Ngāti Hako,Te Ākitai Waiohua | 2 | 2 | 2 | 2017 | te puna wai | no | 1 | 3 | 1 | CCTV Available (0-10 Years Old) & Soil Type Available | 3.1641 | 3 | 1 | 1 | 3.5 | Property Parcels, Building Outlines | 1 |  | 1.5 | 1.29 | 0.017611 | Modelled Flow Data Used & Depth Available | 35.5851 | 8
3700 | 3975 | 904033 | 10089479 | 193755 | DSBDW | Birkdale West Branch Sewer TS12 | Gravity | Pipe | Buried | OP | CONC | None | 1962-01-01 |  |  | dwg | NI | Transmission | Legacy | 2 |  |  | 4 | 300 | [5 empty] | 64169 | NA |  | 31.93 |  | WSL |  | Te Kawerau a Maki,Ngāti Whātua,Ngāti Maru,Ngāti Whātua o Ōrākei,Ngāti Tamaoho,Ngāti Manuhiri,Ngāti Whanaunga,Ngāti Tamaterā,Ngāi Tai ki Tāmaki,Ngāti Hako,Te Ākitai Waiohua | 2.41 | 2 |  |  |  | no | 1 | 1 | 3 | CCTV NOT Available or Over 30 Years Old & Soil Type Available | 3.1641 | 3 | 1 | 1 | 3.5 | Property Parcels, Building Outlines | 1 |  | 1.5 | 1.29 | 0.017611 | Modelled Flow Data Used & Depth Available | 31.9305 | 8
4005 | 4283 | 924201 | 10089835 | 194020 | DSBUR | Bush Road Branch Sewer TS25A | Gravity | Pipe | Buried | OP | CONC | None | 1997-01-01 |  |  | dwg | NI | Transmission | Legacy | 2 |  |  | 4 | 300 | [5 empty] | 64352 | NA |  | 31.87 |  | WSL |  | Te Kawerau a Maki,Ngāti Whātua,Ngāti Maru,Ngāti Whātua o Kaipara,Ngāti Whātua o Ōrākei,Ngāti Tamaoho,Ngāti Manuhiri,Ngāti Whanaunga,Ngāti Tamaterā,Ngāti Pāoa,Ngāi Tai ki Tāmaki,Ngāti Hako,Te Ākitai Waiohua | 1.21 | 1 |  |  |  | no | 1 | 3 | 1 | CCTV NOT Available or Over 30 Years Old & Soil Type Available | 3.1641 | 3 | 1 | 1 | 3.5 | Property Parcels, Building Outlines | 1 |  | 1.5 | 1.29 | 0.017611 | Modelled Flow Data Used & Depth Available | 31.8664 | 4
3779 | 4054 | 911387 | 10089837 | 194266 | DSBUR | Bush Road Branch Sewer TS25A | Gravity | Pipe | Buried | OP | CONC | None | 1997-01-01 |  |  | dwg | NI | Transmission | Legacy | 2 |  |  | 4 | 300 | [5 empty] | 64354 | NA |  | 27.4 |  | WSL |  | Te Kawerau a Maki,Ngāti Whātua,Ngāti Maru,Ngāti Whātua o Kaipara,Ngāti Whātua o Ōrākei,Ngāti Tamaoho,Ngāti Manuhiri,Ngāti Whanaunga,Ngāti Tamaterā,Ngāti Pāoa,Ngāi Tai ki Tāmaki,Ngāti Hako,Te Ākitai Waiohua | 1.21 | 1 |  |  |  | no | 1 | 3 | 1 | CCTV NOT Available or Over 30 Years Old & Soil Type Available | 3.1641 | 3 | 1 | 1 | 3.5 | Property Parcels, Building Outlines | 1 |  | 1.5 | 1.29 | 0.017611 | Modelled Flow Data Used & Depth Available | 27.3977 | 4
3556 | 3829 | 940982 | 10087975 | 194960 | DSHLA | Hillcrest A Branch Sewer TS15A | Gravity | Pipe | Buried | OP | CONC | None | 2010-01-28 | 15.26 | 14.07 | 0.1s | NI | Transmission | R0001842 | 2 |  |  | 4 | 1050 | [5 empty] | 64859 | NA |  | 248 |  | WSL |  | Te Kawerau a Maki,Ngāti Whātua,Ngāti Maru,Ngāti Whātua o Ōrākei,Ngāti Tamaoho,Ngāti Manuhiri,Te Patukirikiri,Ngāti Whanaunga,Ngāti Tamaterā,Ngāti Pāoa,Ngāi Tai ki Tāmaki,Ngāti Hako,Te Ākitai Waiohua | 1 | 1 | 1 | 2018 | te puna wai | no | 1 | 1 | 1 | CCTV Available (0-10 Years Old) & Soil Type Available | 3.1633 | 3 | 1 | 4 | 2.5 | Property Parcels, Public Park & Sports Area | 1 |  | 5 | 1.295 | 0.024502 | Modelled Flow Data Used & Depth Available | 247.9994 | 4
3528 | 3801 | 940979 | 10087978 | 195488 | DSHLA | Hillcrest A Branch Sewer TS15A | Gravity | Pipe | Buried | OP | CONC | None | 2010-01-28 | 17.84 | 16.76 | 0.1s | NI | Transmission | R0001842 | 2 |  |  | 4 | 1050 | [5 empty] | 64862 | NA |  | 163.43 |  | WSL |  | Te Kawerau a Maki,Ngāti Whātua,Ngāti Maru,Ngāti Whātua o Ōrākei,Ngāti Tamaoho,Ngāti Manuhiri,Te Patukirikiri,Ngāti Whanaunga,Ngāti Tamaterā,Ngāti Pāoa,Ngāi Tai ki Tāmaki,Ngāti Hako,Te Ākitai Waiohua | 1.12 | 1 | 1 | 2018 | te puna wai | no | 1 | 3 | 1 | CCTV Available (0-10 Years Old) & Soil Type Available | 3.1633 | 3 | 1 | 4 | 2.5 | Property Parcels | 1 |  | 5 | 1.295 | 0.024502 | Modelled Flow Data Used & Depth Available | 163.4336 | 4
3866 | 4143 | 917845 | 10088696 | 196866 | DSSBE | Sunnybrae Branch Sewer TS17 | Gravity | Pipe | Buried | OP | CONC | None | 1962-01-01 |  |  | dwg | NI | Transmission | Legacy | 2 |  |  | 4 | 300 | [5 empty] | 65316 | NA |  | 30.96 |  | WSL |  | Te Kawerau a Maki,Ngāti Whātua,Ngāti Maru,Ngāti Whātua o Ōrākei,Ngāti Tamaoho,Ngāti Manuhiri,Te Patukirikiri,Ngāti Whanaunga,Ngāti Tamaterā,Ngāti Pāoa,Ngāi Tai ki Tāmaki,Ngāti Hako,Te Ākitai Waiohua | 3.38 | 3 |  |  |  | no | 5 | 3 | 3 | CCTV NOT Available or Over 30 Years Old & Soil Type Available | 3.1632 | 3 | 1 | 1 | 3.5 | Property Parcels, Building Outlines | 1 |  | 1.5 | 1.29 | 0.018377 | Modelled Flow Data Used & Depth Available | 30.9634 | 14
3678 | 3953 | 903935 | 10088697 | 196716 | DSSBE | Sunnybrae Branch Sewer TS17 | Gravity | Pipe | Buried | OP | CONC | None | 1962-01-01 |  |  | dwg | NI | Transmission | Legacy | 2 |  |  | 4 | 300 | [5 empty] | 65317 | NA |  | 32.55 |  | WSL |  | Te Kawerau a Maki,Ngāti Whātua,Ngāti Maru,Ngāti Whātua o Ōrākei,Ngāti Tamaoho,Ngāti Manuhiri,Te Patukirikiri,Ngāti Whanaunga,Ngāti Tamaterā,Ngāti Pāoa,Ngāi Tai ki Tāmaki,Ngāti Hako,Te Ākitai Waiohua | 2.62 | 3 |  |  |  | no | 1 | 3 | 3 | CCTV NOT Available or Over 30 Years Old & Soil Type Available | 3.1632 | 3 | 1 | 1 | 3.5 | Building Outlines | 1 |  | 1.5 | 1.29 | 0.018377 | Modelled Flow Data Used & Depth Available | 32.5487 | 14
495 | 518 | 17356 | 10008403 | 197560 | DSSWI | Southwestern Interceptor | Gravity | Pipe | Buried | OP | CONC | None | 1998-06-30 | 6.82 | 6.61 | dwg | SW | Transmission | Legacy | 1 |  |  | 4 | 1600 | [5 empty] | 77552 | NA |  | 373.33 |  | WSL |  | Waikato,Te Kawerau a Maki,Ngāti Maru,Ngāti Tamaoho,Ngāti Tamaterā,Ngāi Tai ki Tāmaki,Ngāti Hako,Te Ākitai Waiohua | 2 | 2 | 2 | 2014 | te puna wai | no | 1 | 3 | 1 | CCTV Available (0-10 Years Old) & Soil Type Available | 3.163 | 3 | 5 | 5 | 1 |  | 1 |  | 5 | 0.895 | 0.23697 | Modelled Flow Data Used & Depth Available | 373.3257 | 8
494 | 517 | 17358 | 10008405 | 197161 | DSSWI | Southwestern Interceptor | Gravity | Pipe | Buried | OP | CONC | None | 1998-06-30 | 7.05 | 6.95 | dwg | SW | Transmission | Legacy | 1 |  |  | 4 | 1600 | [5 empty] | 77554 | NA |  | 180.42 |  | WSL |  | Waikato,Te Kawerau a Maki,Ngāti Maru,Ngāti Tamaoho,Ngāti Tamaterā,Ngāi Tai ki Tāmaki,Ngāti Hako,Te Ākitai Waiohua | 2 | 2 | 2 | 2014 | te puna wai | no | 1 | 3 | 1 | CCTV Available (0-10 Years Old) & Soil Type Available | 3.163 | 3 | 5 | 5 | 1 |  | 1 |  | 5 | 0.895 | 0.23695 | Modelled Flow Data Used & Depth Available | 180.4198 | 8
496 | 519 | 17354 | 10008401 | 197160 | DSSWI | Southwestern Interceptor | Gravity | Pipe | Buried | OP | CONC | None | 1998-06-30 | 6.54 | 6.37 | dwg | SW | Transmission | Legacy | 1 |  |  | 4 | 1600 | [5 empty] | 77550 | NA |  | 289.53 |  | WSL |  | Waikato,Te Kawerau a Maki,Ngāti Maru,Ngāti Tamaoho,Ngāti Tamaterā,Ngāi Tai ki Tāmaki,Ngāti Hako,Te Ākitai Waiohua | 2 | 2 | 2 | 2014 | te puna wai | no | 1 | 3 | 1 | CCTV Available (0-10 Years Old) & Soil Type Available | 3.162 | 3 | 5 | 5 | 1 |  | 1 |  | 5 | 0.895 | 0.23654 | Modelled Flow Data Used & Depth Available | 289.5341 | 8
308 | 320 | 17357 | 10008404 | 196837 | DSSWI | Southwestern Interceptor | Gravity | Pipe | Buried | OP | CONC | None | 1998-06-30 | 6.95 | 6.88 | dwg | SW | Transmission | Legacy | 1 |  |  | 4 | 1600 | [5 empty] | 77553 | NA |  | 216.37 |  | WSL |  | Waikato,Te Kawerau a Maki,Ngāti Maru,Ngāti Tamaoho,Ngāti Tamaterā,Ngāi Tai ki Tāmaki,Ngāti Hako,Te Ākitai Waiohua | 1.21 | 1 |  |  |  | no | 1 | 3 | 1 | CCTV NOT Available or Over 30 Years Old & Soil Type Available | 3.1618 | 3 | 5 | 5 | 1 |  | 1 |  | 5 | 0.895 | 0.23646 | Modelled Flow Data Used & Depth Available | 216.3695 | 4
497 | 520 | 17353 | 10008399 | 316168 | DSSWI | Southwestern Interceptor | Gravity | Pipe | Buried | OP | CONC | None | 1998-06-30 | 6.37 | 6.23 | dwg | SW | Transmission | Legacy | 1 |  |  | 4 | 1600 | [5 empty] | 77549 | NA |  | 258.51 |  | WSL |  | Waikato,Te Kawerau a Maki,Ngāti Maru,Ngāti Tamaoho,Ngāti Tamaterā,Ngāi Tai ki Tāmaki,Ngāti Hako,Te Ākitai Waiohua | 2 | 2 | 2 | 2014 | te puna wai | no | 5 | 3 | 1 | CCTV Available (0-10 Years Old) & Soil Type Available | 3.1613 | 3 | 5 | 5 | 1 |  | 1 |  | 5 | 0.895 | 0.23627 | Modelled Flow Data Used & Depth Available | 258.5059 | 8
2113 | 2314 | 15759 | 10004852 | 193866 | DSB4D | Branch 4A Diversion | Gravity | Pipe | In Tunnel | OP | CONC | None | 1965-06-30 | -1.96 | -2.12 | dwg | OM | Transmission | DC08064 | 2 |  |  | 4 | 600 | [5 empty] | 74432 | NA |  | 154.23 |  | WSL |  | Te Kawerau a Maki,Ngāti Whātua,Ngāti Maru,Ngāti Whātua o Ōrākei,Ngāti Tamaoho,Te Patukirikiri,Ngāti Tamaterā,Ngāti Pāoa,Ngāi Tai ki Tāmaki,Ngāti Hako,Te Ākitai Waiohua | 3 | 3 | 3 | 2007 | te puna wai | no | 1 | 1 | 2 | CCTV Available (10-20 Years Old) & Soil Type Available | 3.161 | 3 | 3 | 3 | 2 | Public Park & Sports Area | 1 | Mana Whenua - Te Horo Roa | 1 | 0.935 | 0.6 | Diameter Used For Flow Approximation & Depth Available | 154.233 | 14
3186 | 3450 | 919717 | 10088693 | 196715 | DSSBE | Sunnybrae Branch Sewer TS17 | Gravity | Pipe | Buried | OP | PE | None | 1999-01-01 |  |  | dwg | NI | Transmission | Legacy | 2 |  |  | 4 | 250 | [5 empty] | 65313 | NA |  | 41.69 |  | WSL |  | Te Kawerau a Maki,Ngāti Whātua,Ngāti Maru,Ngāti Whātua o Ōrākei,Ngāti Tamaoho,Ngāti Manuhiri,Te Patukirikiri,Ngāti Whanaunga,Ngāti Tamaterā,Ngāti Pāoa,Ngāi Tai ki Tāmaki,Ngāti Hako,Te Ākitai Waiohua | 1.97 | 2 |  |  |  | no | 5 | 3 | 1 | CCTV NOT Available or Over 30 Years Old & Soil Type Available | 3.1605 | 3 | 1 | 1 | 3.5 | Property Parcels, Building Outlines | 1 |  | 1.5 | 1.29 | 0.020674 | Modelled Flow Data Used & Depth Available | 41.6908 | 8
3805 | 4081 | 921727 | 10088765 | 197282 | DSTBY | Torbay Branch Sewer TS7B | Gravity | Pipe | Buried | OP | CONC | None | 1979-01-01 |  |  | dwg | NI | Transmission | Legacy | 2 |  |  | 4 | 300 | [5 empty] | 65374 | NA |  | 18.23 |  | WSL |  | Te Kawerau a Maki,Ngāti Whātua,Ngāti Maru,Ngāti Whātua o Ōrākei,Ngāti Tamaoho,Ngāti Manuhiri,Te Patukirikiri,Ngāti Whanaunga,Ngāti Tamaterā,Ngāti Pāoa,Ngāi Tai ki Tāmaki,Ngāti Hako,Te Ākitai Waiohua | 2.29 | 2 |  |  |  | no | 3 | 3 | 2 | CCTV NOT Available or Over 30 Years Old & Soil Type Not Available | 3.1596 | 3 | 1 | 1 | 3.5 | Property Parcels, Building Outlines | 1 |  | 1.5 | 1.29 | 0.02144 | Modelled Flow Data Used & Depth Available | 18.2307 | 8
3708 | 3983 | 904600 | 10089166 | 193307 | DSALS | Albany South Branch Sewer TS28 | Gravity | Pipe | Buried | OP | CONC | None | 1998-04-30 |  |  | dwg | NI | Transmission | Legacy | 2 |  |  | 4 | 300 | ASBUILT | ASBUILT | ASBUILT | ASBUILT | CONS | 63993 | NA |  | 45.38 | ASBUILT | WSL |  | Te Kawerau a Maki,Ngāti Whātua,Ngāti Maru,Ngāti Whātua o Kaipara,Ngāti Whātua o Ōrākei,Ngāti Tamaoho,Ngāti Manuhiri,Ngāti Whanaunga,Ngāti Tamaterā,Ngāti Pāoa,Ngāi Tai ki Tāmaki,Ngāti Hako,Te Ākitai Waiohua | 2 | 2 | 2 | 2017 | te puna wai | no | 1 | 3 | 1 | CCTV Available (0-10 Years Old) & Soil Type Available | 3.1596 | 3 | 1 | 1 | 3.5 | Property Parcels, Building Outlines | 1 |  | 1.5 | 1.29 | 0.02144 | Modelled Flow Data Used & Depth Available | 45.3809 | 8
3916 | 4194 | 919210 | 10088676 | 196861 | DSSBE | Sunnybrae Branch Sewer TS17 | Gravity | Pipe | Buried | OP | CONC | None | 1961-01-01 |  |  | dwg | NI | Transmission | Legacy | 2 |  |  | 4 | 300 | [5 empty] | 65296 | NA |  | 43.5 |  | WSL |  | Te Kawerau a Maki,Ngāti Whātua,Ngāti Maru,Ngāti Whātua o Ōrākei,Ngāti Tamaoho,Ngāti Manuhiri,Te Patukirikiri,Ngāti Whanaunga,Ngāti Tamaterā,Ngāti Pāoa,Ngāi Tai ki Tāmaki,Ngāti Hako,Te Ākitai Waiohua | 3.38 | 3 |  |  |  | no | 5 | 3 | 3 | CCTV NOT Available or Over 30 Years Old & Soil Type Available | 3.1587 | 3 | 1 | 1 | 3.5 | Property Parcels, Building Outlines | 1 |  | 1.5 | 1.29 | 0.022205 | Modelled Flow Data Used & Depth Available | 43.4976 | 14
3402 | 3673 | 930537 | 10088687 | 196560 | DSSBE | Sunnybrae Branch Sewer TS17 | Gravity | Pipe | Buried | OP | CONC | None | 1961-01-01 |  |  | dwg | NI | Transmission | Legacy | 2 |  |  | 4 | 300 | [5 empty] | 65307 | NA |  | 47.42 |  | WSL |  | Te Kawerau a Maki,Ngāti Whātua,Ngāti Maru,Ngāti Whātua o Ōrākei,Ngāti Tamaoho,Ngāti Manuhiri,Te Patukirikiri,Ngāti Whanaunga,Ngāti Tamaterā,Ngāti Pāoa,Ngāi Tai ki Tāmaki,Ngāti Hako,Te Ākitai Waiohua | 2.62 | 3 |  |  |  | no | 1 | 3 | 3 | CCTV NOT Available or Over 30 Years Old & Soil Type Available | 3.1587 | 3 | 1 | 1 | 3.5 | Property Parcels, Building Outlines | 1 |  | 1.5 | 1.29 | 0.022205 | Modelled Flow Data Used & Depth Available | 47.4216 | 14
3393 | 3662 | 930534 | 10088680 | 196862 | DSSBE | Sunnybrae Branch Sewer TS17 | Gravity | Pipe | Buried | OP | CONC | None | 1961-01-01 |  |  | dwg | NI | Transmission | Legacy | 2 |  |  | 4 | 300 | [5 empty] | 65300 | NA |  | 27.84 |  | WSL |  | Te Kawerau a Maki,Ngāti Whātua,Ngāti Maru,Ngāti Whātua o Ōrākei,Ngāti Tamaoho,Ngāti Manuhiri,Te Patukirikiri,Ngāti Whanaunga,Ngāti Tamaterā,Ngāti Pāoa,Ngāi Tai ki Tāmaki,Ngāti Hako,Te Ākitai Waiohua | 2.62 | 3 |  |  |  | no | 1 | 3 | 3 | CCTV NOT Available or Over 30 Years Old & Soil Type Available | 3.1587 | 3 | 1 | 1 | 3.5 | Property Parcels, Building Outlines | 1 |  | 1.5 | 1.29 | 0.022205 | Modelled Flow Data Used & Depth Available | 27.8449 | 14
3334 | 3602 | 930540 | 10088685 | 196713 | DSSBE | Sunnybrae Branch Sewer TS17 | Gravity | Pipe | Buried | OP | CONC | None | 1994-01-01 |  |  | dwg | NI | Transmission | Legacy | 2 |  |  | 4 | 300 | [5 empty] | 65305 | NA |  | 21.1 |  | WSL |  | Te Kawerau a Maki,Ngāti Whātua,Ngāti Maru,Ngāti Whātua o Ōrākei,Ngāti Tamaoho,Ngāti Manuhiri,Te Patukirikiri,Ngāti Whanaunga,Ngāti Tamaterā,Ngāti Pāoa,Ngāi Tai ki Tāmaki,Ngāti Hako,Te Ākitai Waiohua | 1 | 1 |  |  |  | no | 1 | 1 | 1 | CCTV NOT Available or Over 30 Years Old & Soil Type Available | 3.1587 | 3 | 1 | 1 | 3.5 | Property Parcels, Building Outlines | 1 |  | 1.5 | 1.29 | 0.022205 | Modelled Flow Data Used & Depth Available | 21.0954 | 4
3626 | 3900 | 904380 | 10088689 | 196714 | DSSBE | Sunnybrae Branch Sewer TS17 | Gravity | Pipe | Buried | OP | CONC | None | 1961-01-01 |  |  | dwg | NI | Transmission | Legacy | 2 |  |  | 4 | 300 | [5 empty] | 65309 | NA |  | 18.88 |  | WSL |  | Te Kawerau a Maki,Ngāti Whātua,Ngāti Maru,Ngāti Whātua o Ōrākei,Ngāti Tamaoho,Ngāti Manuhiri,Te Patukirikiri,Ngāti Whanaunga,Ngāti Tamaterā,Ngāti Pāoa,Ngāi Tai ki Tāmaki,Ngāti Hako,Te Ākitai Waiohua | 2.62 | 3 |  |  |  | no | 1 | 3 | 3 | CCTV NOT Available or Over 30 Years Old & Soil Type Available | 3.1587 | 3 | 1 | 1 | 3.5 | Property Parcels, Building Outlines | 1 |  | 1.5 | 1.29 | 0.022205 | Modelled Flow Data Used & Depth Available | 18.882 | 14
3961 | 4239 | 919212 | 10088682 | 197010 | DSSBE | Sunnybrae Branch Sewer TS17 | Gravity | Pipe | Buried | OP | CONC | None | 1961-01-01 |  |  | dwg | NI | Transmission | Legacy | 2 |  |  | 4 | 300 | [5 empty] | 65302 | NA |  | 15.16 |  | WSL |  | Te Kawerau a Maki,Ngāti Whātua,Ngāti Maru,Ngāti Whātua o Ōrākei,Ngāti Tamaoho,Ngāti Manuhiri,Te Patukirikiri,Ngāti Whanaunga,Ngāti Tamaterā,Ngāti Pāoa,Ngāi Tai ki Tāmaki,Ngāti Hako,Te Ākitai Waiohua | 2.62 | 3 |  |  |  | no | 1 | 3 | 3 | CCTV NOT Available or Over 30 Years Old & Soil Type Available | 3.1587 | 3 | 1 | 1 | 3.5 | Property Parcels, Building Outlines | 1 |  | 1.5 | 1.29 | 0.022205 | Modelled Flow Data Used & Depth Available | 15.1628 | 14
3822 | 4098 | 919214 | 10088681 | 196712 | DSSBE | Sunnybrae Branch Sewer TS17 | Gravity | Pipe | Buried | OP | CONC | None | 1961-01-01 |  |  | dwg | NI | Transmission | Legacy | 2 |  |  | 4 | 300 | [5 empty] | 65301 | NA |  | 14.3 |  | WSL |  | Te Kawerau a Maki,Ngāti Whātua,Ngāti Maru,Ngāti Whātua o Ōrākei,Ngāti Tamaoho,Ngāti Manuhiri,Te Patukirikiri,Ngāti Whanaunga,Ngāti Tamaterā,Ngāti Pāoa,Ngāi Tai ki Tāmaki,Ngāti Hako,Te Ākitai Waiohua | 2.62 | 3 |  |  |  | no | 1 | 3 | 3 | CCTV NOT Available or Over 30 Years Old & Soil Type Available | 3.1587 | 3 | 1 | 1 | 3.5 | Property Parcels, Building Outlines | 1 |  | 1.5 | 1.29 | 0.022205 | Modelled Flow Data Used & Depth Available | 14.3049 | 14
3910 | 4187 | 919211 | 10088683 | 196559 | DSSBE | Sunnybrae Branch Sewer TS17 | Gravity | Pipe | Buried | OP | CONC | None | 1994-01-01 |  |  | dwg | NI | Transmission | Legacy | 2 |  |  | 4 | 300 | [5 empty] | 65303 | NA |  | 6.89 |  | WSL |  | Te Kawerau a Maki,Ngāti Whātua,Ngāti Maru,Ngāti Whātua o Ōrākei,Ngāti Tamaoho,Ngāti Manuhiri,Te Patukirikiri,Ngāti Whanaunga,Ngāti Tamaterā,Ngāti Pāoa,Ngāi Tai ki Tāmaki,Ngāti Hako,Te Ākitai Waiohua | 1.21 | 1 |  |  |  | no | 1 | 3 | 1 | CCTV NOT Available or Over 30 Years Old & Soil Type Available | 3.1587 | 3 | 1 | 1 | 3.5 | Property Parcels, Building Outlines | 1 |  | 1.5 | 1.29 | 0.022205 | Modelled Flow Data Used & Depth Available | 6.8934 | 4
3604 | 3877 | 940983 | 10087974 | 195487 | DSHLA | Hillcrest A Branch Sewer TS15A | Gravity | Pipe | Buried | OP | CONC | None | 2010-01-28 | 14.06 | 13.02 | 0.1s | NI | Transmission | R0001842 | 2 |  |  | 4 | 1050 | [5 empty] | 64858 | NA |  | 226.91 |  | WSL |  | Te Kawerau a Maki,Ngāti Whātua,Ngāti Maru,Ngāti Whātua o Ōrākei,Ngāti Tamaoho,Ngāti Manuhiri,Te Patukirikiri,Ngāti Whanaunga,Ngāti Tamaterā,Ngāti Pāoa,Ngāi Tai ki Tāmaki,Ngāti Hako,Te Ākitai Waiohua | 1.12 | 1 | 1 | 2018 | te puna wai | no | 1 | 3 | 1 | CCTV Available (0-10 Years Old) & Soil Type Available | 3.1578 | 3 | 1 | 4 | 2.5 | Property Parcels, Building Outlines, Public Park & Sports Area | 1 |  | 5 | 1.295 | 0.029096 | Modelled Flow Data Used & Depth Available | 226.9128 | 4
2218 | 2428 | 31042 | 10007539 | 196509 | DSPAS | Papakura South Branch | Rising | Pipe | Buried | OP | PE | None | 2007-05-21 | 23.96 | -0.32 | 0.1s | SI | Transmission | DC07046 | 2 |  |  | 4 | 400 | [5 empty] | 76679 | NA |  | 1224.09 |  | WSL |  | Waikato,Ngāti Maru,Ngāti Tamaoho,Ngāti Whanaunga,Ngāti Tamaterā,Ngāti Pāoa,Ngāi Tai ki Tāmaki,Ngāti Hako,Te Ākitai Waiohua | 1.21 | 1 |  |  |  | no | 1 | 3 | 1 | CCTV NOT Available or Over 30 Years Old & Soil Type Available | 3.155 | 3 | 2 | 4 | 2.5 | Property Parcels | 4 | Significant Ecological Area - SEA-M2-29a, NZ River Lines | 1.5 | 1.45 | 0.4 | Diameter Used For Flow Approximation & Depth Available | 1224.0908 | 4
2676 | 2909 | 15458 | 10007908 | 196850 | DSROY | Royal Oak Branch | Gravity | Pipe | Buried | OP | VC | None | 1968-06-30 | 46.96 | 46.37 | dwg | WI | Transmission | Legacy | 2 |  |  | 4 | 375 | [5 empty] | 77150 | NA |  | 106.25 |  | WSL |  | Waikato,Te Kawerau a Maki,Ngāti Whātua,Ngāti Maru,Ngāti Whātua o Ōrākei,Ngāti Tamaoho,Ngāti Tamaterā,Ngāi Tai ki Tāmaki,Ngāti Hako,Te Ākitai Waiohua | 3 | 3 | 3 | 2014 | te puna wai | no | 1 | 1 | 1 | CCTV Available (0-10 Years Old) & Soil Type Available | 3.1525 | 3 | 1 | 1 | 3.5 | Property Parcels, Building Outlines | 1 | Aquifer - Onehunga Volcanic Aquifer | 1 | 1.27 | 0.0021813 | Modelled Flow Data Used & Depth Available | 106.2539 | 14
708 | 741 | 15063 | 10007907 | 196547 | DSROY | Royal Oak Branch | Gravity | Pipe | Buried | OP | VC | CIP | 1968-06-30 | 46.37 | 46.06 | dwg | WI | Transmission | Legacy | 2 |  |  | 4 | 375 | [5 empty] | 77149 | NA |  | 40.72 |  | WSL |  | Waikato,Te Kawerau a Maki,Ngāti Whātua,Ngāti Maru,Ngāti Whātua o Ōrākei,Ngāti Tamaoho,Ngāti Tamaterā,Ngāi Tai ki Tāmaki,Ngāti Hako,Te Ākitai Waiohua | 1 | 1 | 1 | 2014 | te puna wai | no | 1 | 1 | 1 | CCTV Available (0-10 Years Old) & Soil Type Available | 3.1525 | 3 | 1 | 1 | 3.5 | Property Parcels, Building Outlines | 1 | Aquifer - Onehunga Volcanic Aquifer | 1 | 1.27 | 0.0021813 | Modelled Flow Data Used & Depth Available | 40.719 | 4
3035 | 3296 | 906098 | 10088759 | 197678 | DSTBY | Torbay Branch Sewer TS7B | Gravity | Pipe | Buried | OP | PVC-U | None | 1985-01-01 |  |  | dwg | NI | Transmission | Legacy | 2 |  |  | 4 | 300 | [5 empty] | 65368 | NA |  | 54.85 |  | WSL |  | Te Kawerau a Maki,Ngāti Whātua,Ngāti Maru,Ngāti Whātua o Ōrākei,Ngāti Tamaoho,Ngāti Manuhiri,Te Patukirikiri,Ngāti Whanaunga,Ngāti Tamaterā,Ngāti Pāoa,Ngāi Tai ki Tāmaki,Ngāti Hako,Te Ākitai Waiohua | 1.59 | 2 |  |  |  | no | 3 | 3 | 1 | CCTV NOT Available or Over 30 Years Old & Soil Type Not Available | 3.1523 | 3 | 1 | 1 | 3.5 | Property Parcels, Building Outlines | 1 |  | 1.5 | 1.29 | 0.027565 | Modelled Flow Data Used & Depth Available | 54.8461 | 8
3890 | 4167 | 917957 | 10088757 | 197280 | DSTBY | Torbay Branch Sewer TS7B | Gravity | Pipe | Buried | OP | PVC-U | None | 1985-01-01 |  |  | dwg | NI | Transmission | Legacy | 2 |  |  | 4 | 300 | [5 empty] | 65366 | NA |  | 49.5 |  | WSL |  | Te Kawerau a Maki,Ngāti Whātua,Ngāti Maru,Ngāti Whātua o Ōrākei,Ngāti Tamaoho,Ngāti Manuhiri,Te Patukirikiri,Ngāti Whanaunga,Ngāti Tamaterā,Ngāti Pāoa,Ngāi Tai ki Tāmaki,Ngāti Hako,Te Ākitai Waiohua | 1.59 | 2 |  |  |  | no | 3 | 3 | 1 | CCTV NOT Available or Over 30 Years Old & Soil Type Not Available | 3.1523 | 3 | 1 | 1 | 3.5 | Property Parcels, Building Outlines | 1 |  | 1.5 | 1.29 | 0.027565 | Modelled Flow Data Used & Depth Available | 49.4968 | 8
3661 | 3936 | 906835 | 10088021 | 194813 | DSHLC | Hillcrest Branch Sewer TS15 | Gravity | Pipe | Buried | OP | CONC | None | 1960-01-01 |  |  | dwg | NI | Transmission | Legacy | 2 |  |  | 4 | 355 | [5 empty] | 64885 | NA |  | 123.84 |  | WSL |  | Te Kawerau a Maki,Ngāti Whātua,Ngāti Maru,Ngāti Whātua o Ōrākei,Ngāti Tamaoho,Ngāti Manuhiri,Te Patukirikiri,Ngāti Whanaunga,Ngāti Tamaterā,Ngāti Pāoa,Ngāi Tai ki Tāmaki,Ngāti Hako,Te Ākitai Waiohua | 3.22 | 3 | 3 | 2016 | te puna wai | yes | 5 | 3 | 3 | CCTV Available (0-10 Years Old) & Soil Type Available | 3.1514 | 3 | 1 | 1 | 3.5 | Property Parcels, Building Outlines | 1 |  | 1.5 | 1.29 | 0.028331 | Modelled Flow Data Used & Depth Available | 123.8392 | 14
3150 | 3412 | 918518 | 10088671 | 196556 | DSSBE | Sunnybrae Branch Sewer TS17 | Gravity | Pipe | Buried | OP | CONC | None | 1961-01-01 |  |  | dwg | NI | Transmission | Legacy | 2 |  |  | 4 | 381 | [5 empty] | 65291 | NA |  | 68.88 |  | WSL |  | Te Kawerau a Maki,Ngāti Whātua,Ngāti Maru,Ngāti Whātua o Ōrākei,Ngāti Tamaoho,Ngāti Manuhiri,Te Patukirikiri,Ngāti Whanaunga,Ngāti Tamaterā,Ngāti Pāoa,Ngāi Tai ki Tāmaki,Ngāti Hako,Te Ākitai Waiohua | 3.17 | 3 |  |  |  | no | 5 | 1 | 3 | CCTV NOT Available or Over 30 Years Old & Soil Type Available | 3.1514 | 3 | 1 | 1 | 3.5 | Property Parcels, Building Outlines | 1 |  | 1.5 | 1.29 | 0.028331 | Modelled Flow Data Used & Depth Available | 68.8751 | 14
3017 | 3278 | 905179 | 10088674 | 197008 | DSSBE | Sunnybrae Branch Sewer TS17 | Gravity | Pipe | Buried | OP | CONC | None | 1961-01-01 |  |  | dwg | NI | Transmission | Legacy | 2 |  |  | 4 | 381 | [5 empty] | 65294 | NA |  | 69.4 |  | WSL |  | Te Kawerau a Maki,Ngāti Whātua,Ngāti Maru,Ngāti Whātua o Ōrākei,Ngāti Tamaoho,Ngāti Manuhiri,Te Patukirikiri,Ngāti Whanaunga,Ngāti Tamaterā,Ngāti Pāoa,Ngāi Tai ki Tāmaki,Ngāti Hako,Te Ākitai Waiohua | 2.62 | 3 |  |  |  | no | 1 | 3 | 3 | CCTV NOT Available or Over 30 Years Old & Soil Type Available | 3.1514 | 3 | 1 | 1 | 3.5 | Property Parcels, Building Outlines | 1 |  | 1.5 | 1.29 | 0.028331 | Modelled Flow Data Used & Depth Available | 69.3981 | 14
4095 | 4375 | 927425 | 10089958 | 194067 | DSCTB | Castor Bay Branch Sewer TS7A | Gravity | Pipe | Buried | OP | CONC | None | 1962-01-01 |  |  | dwg | NI | Transmission | Legacy | 2 |  |  | 4 | 355 | [5 empty] | 64426 | NA |  | 67.59 |  | WSL |  | Te Kawerau a Maki,Ngāti Whātua,Ngāti Maru,Ngāti Whātua o Ōrākei,Ngāti Tamaoho,Ngāti Manuhiri,Te Patukirikiri,Ngāti Whanaunga,Ngāti Tamaterā,Ngāti Pāoa,Ngāi Tai ki Tāmaki,Ngāti Hako,Te Ākitai Waiohua | 4 | 4 | 4 | 2015 | te puna wai | no | 5 | 1 | 3 | CCTV Available (0-10 Years Old) & Soil Type Available | 3.1505 | 3 | 1 | 1 | 3.5 | Property Parcels, Building Outlines | 1 |  | 1.5 | 1.29 | 0.029096 | Modelled Flow Data Used & Depth Available | 67.586 | 18
4681 | 738087 | 5651129 | 0 | 82714812 | DSBRM | Bremner Branch Sewer | Gravity | Pipe | Buried | OP | PE | None | 2020-04-07 | 2.62 | 1.95 | 0.1s | SI | Transmission | 2012923.00 | 2 |  |  |  | 560 | ASBUILT | ASBUILT | ASBUILT | ASBUILT | CONS | 82649750 |  |  | 111.46 | ASBUILT | WSL |  | Waikato,Ngāti Maru,Ngāti Tamaoho,Ngāti Tamaterā,Ngāti Pāoa,Ngāi Tai ki Tāmaki,Ngāti Hako,Te Ākitai Waiohua | 1.97 | 2 |  |  |  | no | 5 | 3 | 1 | CCTV NOT Available or Over 30 Years Old & Soil Type Available | 3.1505 | 3 | 2 | 2 | 2.5 | Property Parcels | 4 | NZ River Lines | 5 | 1.445 | 0.4 | Diameter Used For Flow Approximation & Depth Available | 111.459 | 8
4588 | 704420 | 5058385 | 0 | 81191231 | DSRHL | Redhills Branch Sewer | Gravity | Pipe | Buried | OP | PE | None | 2020-09-30 | 17.41 | 17.17 | 0.1s | NI | Transmission | 2013011 | 2 |  |  |  | 560 | ASBUILT | ASBUILT | ASBUILT | ASBUILT | CONS | 81190998 |  | DSRHL-D82-PIPE141 | 32.95 | ASBUILT | WSL |  | Te Kawerau a Maki,Ngāti Whātua,Ngāti Whātua o Kaipara,Ngāti Whātua o Ōrākei,Ngāti Tamaoho,Ngāti Tamaterā,Te Ākitai Waiohua | 1.76 | 2 |  |  |  | no | 5 | 1 | 1 | CCTV NOT Available or Over 30 Years Old & Soil Type Available | 3.1505 | 3 | 2 | 2 | 2.5 | Property Parcels | 4 | NZ River Lines | 5 | 1.445 | 0.4 | Diameter Used For Flow Approximation & Depth Available | 32.9514 | 8
2372 | 2583 | 15417 | 10004288 | 193569 | DSB05 | Branch 5 Herne Bay | Gravity | Pipe | Tunnelled | OP | VC | PVC | 1912-06-30 | 9.54 | 9.4 | dwg | OM | Transmission | DU0803 | 2 |  |  | 4 | 300 | [5 empty] | 74082 | NA |  | 69.54 |  | WSL |  | Te Kawerau a Maki,Ngāti Whātua,Ngāti Maru,Ngāti Whātua o Ōrākei,Ngāti Tamaoho,Ngāti Tamaterā,Ngāi Tai ki Tāmaki,Ngāti Hako,Te Ākitai Waiohua | 2 | 2 | 2 | 2018 | CCTV Footage Review Log South_Latest.xls | no | 1 | 1 | 1 | CCTV Available (0-10 Years Old) & Soil Type Available | 3.1496 | 3 | 1 | 1 | 3.5 | Property Parcels, Building Outlines | 1 |  | 1 | 1.27 | 0.0046394 | Modelled Flow Data Used & Depth Available | 69.5362 | 8
4137 | 4419 | 930879 | 10088668 | 196859 | DSSBE | Sunnybrae Branch Sewer TS17 | Gravity | Pipe | Buried | OP | CONC | None | 1961-01-01 |  |  | dwg | NI | Transmission | Legacy | 2 |  |  | 4 | 381 | [5 empty] | 65288 | NA |  | 132.6 |  | WSL |  | Te Kawerau a Maki,Ngāti Whātua,Ngāti Maru,Ngāti Whātua o Ōrākei,Ngāti Tamaoho,Ngāti Manuhiri,Te Patukirikiri,Ngāti Whanaunga,Ngāti Tamaterā,Ngāti Pāoa,Ngāi Tai ki Tāmaki,Ngāti Hako,Te Ākitai Waiohua | 3.17 | 3 |  |  |  | no | 5 | 1 | 3 | CCTV NOT Available or Over 30 Years Old & Soil Type Available | 3.1496 | 3 | 1 | 1 | 3.5 | Property Parcels, Building Outlines | 1 |  | 1.5 | 1.29 | 0.029862 | Modelled Flow Data Used & Depth Available | 132.5958 | 14
3784 | 4059 | 918816 | 10088669 | 196709 | DSSBE | Sunnybrae Branch Sewer TS17 | Gravity | Pipe | Buried | OP | CONC | None | 1961-01-01 |  |  | dwg | NI | Transmission | Legacy | 2 |  |  | 4 | 381 | [5 empty] | 65289 | NA |  | 77.96 |  | WSL |  | Te Kawerau a Maki,Ngāti Whātua,Ngāti Maru,Ngāti Whātua o Ōrākei,Ngāti Tamaoho,Ngāti Manuhiri,Te Patukirikiri,Ngāti Whanaunga,Ngāti Tamaterā,Ngāti Pāoa,Ngāi Tai ki Tāmaki,Ngāti Hako,Te Ākitai Waiohua | 3.17 | 3 |  |  |  | no | 5 | 1 | 3 | CCTV NOT Available or Over 30 Years Old & Soil Type Available | 3.1496 | 3 | 1 | 1 | 3.5 | Property Parcels, Building Outlines | 1 |  | 1.5 | 1.29 | 0.029862 | Modelled Flow Data Used & Depth Available | 77.9584 | 14
3955 | 4233 | 921295 | 10088748 | 197081 | DSTBY | Torbay Branch Sewer TS7B | Gravity | Pipe | Buried | OP | PVC-U | None | 1985-01-01 |  |  | dwg | NI | Transmission | Legacy | 2 |  |  | 4 | 300 | [5 empty] | 65357 | NA |  | 28.22 |  | WSL |  | Te Kawerau a Maki,Ngāti Whātua,Ngāti Maru,Ngāti Whātua o Ōrākei,Ngāti Tamaoho,Ngāti Manuhiri,Te Patukirikiri,Ngāti Whanaunga,Ngāti Tamaterā,Ngāti Pāoa,Ngāi Tai ki Tāmaki,Ngāti Hako,Te Ākitai Waiohua | 1.59 | 2 |  |  |  | no | 3 | 3 | 1 | CCTV NOT Available or Over 30 Years Old & Soil Type Not Available | 3.1496 | 3 | 1 | 1 | 3.5 | Property Parcels, Building Outlines | 1 |  | 1.5 | 1.29 | 0.029862 | Modelled Flow Data Used & Depth Available | 28.2157 | 8
3982 | 4260 | 926469 | 10088638 | 196691 | DSRLD | Rosedale Branch Sewer TS23 | Gravity | Pipe | Buried | OP | CONC | None | 1994-01-01 |  |  | dwg | NI | Transmission | Legacy | 2 |  |  | 4 | 381 | [5 empty] | 65273 | NA |  | 58.28 |  | WSL |  | Te Kawerau a Maki,Ngāti Whātua,Ngāti Maru,Ngāti Whātua o Kaipara,Ngāti Whātua o Ōrākei,Ngāti Tamaoho,Ngāti Manuhiri,Te Patukirikiri,Ngāti Whanaunga,Ngāti Tamaterā,Ngāti Pāoa,Ngāi Tai ki Tāmaki,Ngāti Hako,Te Ākitai Waiohua | 1.21 | 1 |  |  |  | no | 1 | 3 | 1 | CCTV NOT Available or Over 30 Years Old & Soil Type Available | 3.1496 | 3 | 1 | 1 | 3.5 | Property Parcels, Building Outlines | 1 |  | 1.5 | 1.29 | 0.029862 | Modelled Flow Data Used & Depth Available | 58.2794 | 4
3379 | 3648 | 930542 | 10088688 | 196864 | DSSBE | Sunnybrae Branch Sewer TS17 | Gravity | Pipe | Buried | OP | CONC | None | 1961-01-01 |  |  | dwg | NI | Transmission | Legacy | 2 |  |  | 4 | 300 | [5 empty] | 65308 | NA |  | 52.85 |  | WSL |  | Te Kawerau a Maki,Ngāti Whātua,Ngāti Maru,Ngāti Whātua o Ōrākei,Ngāti Tamaoho,Ngāti Manuhiri,Te Patukirikiri,Ngāti Whanaunga,Ngāti Tamaterā,Ngāti Pāoa,Ngāi Tai ki Tāmaki,Ngāti Hako,Te Ākitai Waiohua | 2.62 | 3 |  |  |  | no | 1 | 3 | 3 | CCTV NOT Available or Over 30 Years Old & Soil Type Available | 3.1496 | 3 | 1 | 1 | 3.5 | Property Parcels, Building Outlines | 1 |  | 1.5 | 1.29 | 0.029862 | Modelled Flow Data Used & Depth Available | 52.8465 | 14
3412 | 3685 | 926643 | 10088640 | 196538 | DSRLD | Rosedale Branch Sewer TS23 | Gravity | Pipe | Buried | OP | CONC | None | 1994-01-01 |  |  | dwg | NI | Transmission | Legacy | 2 |  |  | 4 | 381 | [5 empty] | 65275 | NA |  | 37.35 |  | WSL |  | Te Kawerau a Maki,Ngāti Whātua,Ngāti Maru,Ngāti Whātua o Kaipara,Ngāti Whātua o Ōrākei,Ngāti Tamaoho,Ngāti Manuhiri,Te Patukirikiri,Ngāti Whanaunga,Ngāti Tamaterā,Ngāti Pāoa,Ngāi Tai ki Tāmaki,Ngāti Hako,Te Ākitai Waiohua | 1.21 | 1 |  |  |  | no | 1 | 3 | 1 | CCTV NOT Available or Over 30 Years Old & Soil Type Available | 3.1496 | 3 | 1 | 1 | 3.5 | Property Parcels, Building Outlines | 1 |  | 1.5 | 1.29 | 0.029862 | Modelled Flow Data Used & Depth Available | 37.35 | 4
1174 | 1242 | 15419 | 10004286 | 193326 | DSB05 | Branch 5 Herne Bay | Gravity | Pipe | Tunnelled | OP | VC | None | 1912-06-30 | 9.2 | 9.07 | dwg | OM | Transmission | Legacy | 2 |  |  | 4 | 300 | [5 empty] | 74080 | NA |  | 81.49 |  | WSL |  | Te Kawerau a Maki,Ngāti Whātua,Ngāti Maru,Ngāti Whātua o Ōrākei,Ngāti Tamaoho,Ngāti Tamaterā,Ngāti Pāoa,Ngāi Tai ki Tāmaki,Ngāti Hako,Te Ākitai Waiohua | 3.07 | 3 | 3 | 2018 | CCTV Footage Review Log South_Latest.xls | no | 1 | 1 | 4 | CCTV Available (0-10 Years Old) & Soil Type Available | 3.1495 | 3 | 1 | 1 | 3.5 | Property Parcels, Building Outlines | 1 |  | 1 | 1.27 | 0.004797 | Modelled Flow Data Used & Depth Available | 81.4893 | 14
1303 | 1393 | 15237 | 10004932 | 193891 | DSB9A | Branch 9A Owairaka | Gravity | Pipe | Buried | OP | CONC | None | 1970-06-30 | 47.66 | 47.32 | dwg | WI | Transmission | Legacy | 2 |  |  | 4 | 375 | [5 empty] | 74492 | NA |  | 82.31 |  | WSL |  | Waikato,Te Kawerau a Maki,Ngāti Whātua,Ngāti Maru,Ngāti Whātua o Ōrākei,Ngāti Tamaoho,Ngāti Tamaterā,Ngāi Tai ki Tāmaki,Ngāti Hako,Te Ākitai Waiohua | 2.05 | 2 | 1 | 2009 | te puna wai | no | 5 | 1 | 2 | CCTV Available (10-20 Years Old) & Soil Type Available | 3.1493 | 3 | 1 | 1 | 3.5 | Property Parcels, Building Outlines | 1 | Aquifer - Auckland Isthmus Volcanic Aquifer | 1 | 1.27 | 0.0049129 | Modelled Flow Data Used & Depth Available | 82.3148 | 8
1297 | 1387 | 15242 | 10004927 | 193738 | DSB9A | Branch 9A Owairaka | Gravity | Pipe | Buried | OP | CONC | None | 1965-06-30 | 45.96 | 45.63 | dwg | WI | Transmission | Legacy | 2 |  |  | 4 | 375 | [5 empty] | 74487 | NA |  | 76.21 |  | WSL |  | Waikato,Te Kawerau a Maki,Ngāti Whātua,Ngāti Maru,Ngāti Whātua o Ōrākei,Ngāti Tamaoho,Ngāti Tamaterā,Ngāi Tai ki Tāmaki,Ngāti Hako,Te Ākitai Waiohua | 2 | 2 | 2 | 2009 | te puna wai | no | 1 | 1 | 2 | CCTV Available (10-20 Years Old) & Soil Type Available | 3.1487 | 3 | 1 | 1 | 3.5 | Property Parcels, Building Outlines | 1 | Aquifer - Auckland Isthmus Volcanic Aquifer | 1 | 1.27 | 0.0054469 | Modelled Flow Data Used & Depth Available | 76.2103 | 8
1093 | 1153 | 16453 | 10006194 | 195432 | DSKEL | Kelston Branch | Gravity | Pipe | Buried | OP | CONC | None | 1967-06-30 | 9.82 | 9.49 | dwg | WI | Transmission | Legacy | 2 |  |  | 4 | 375 | [5 empty] | 75598 | NA |  | 90.26 |  | WSL |  | Te Kawerau a Maki,Ngāti Whātua,Ngāti Whātua o Ōrākei,Ngāti Tamaoho,Ngāti Tamaterā,Te Ākitai Waiohua | 3 | 3 | 3 | 2017 | CCTV Footage Review Log South_Latest.xls | no | 5 | 3 | 2 | CCTV Available (0-10 Years Old) & Soil Type Available | 3.1485 | 3 | 1 | 1 | 3.5 | Property Parcels, Building Outlines | 1 |  | 1 | 1.27 | 0.0056689 | Modelled Flow Data Used & Depth Available | 90.2569 | 14
1900 | 2077 | 16228 | 10006491 | 195907 | DSMGB | Mangere Bridge Branch | Gravity | Pipe | Buried | OP | CONC | CIP | 1964-06-30 | 14.55 | 14.19 | dwg | WI | Transmission | Legacy | 2 |  |  | 4 | 318 | [5 empty] | 75831 | NA |  | 82.91 |  | WSL |  | Waikato,Te Kawerau a Maki,Ngāti Maru,Ngāti Whātua o Ōrākei,Ngāti Tamaoho,Ngāti Tamaterā,Ngāi Tai ki Tāmaki,Ngāti Hako,Te Ākitai Waiohua | 2 | 2 | 2 | 2018 | CCTV Footage Review Log South_Latest.xls | no | 3 | 3 | 1 | CCTV Available (0-10 Years Old) & Soil Type Available | 3.1482 | 3 | 1 | 1 | 3.5 | Property Parcels, Building Outlines | 1 | Aquifer - Auckland Isthmus Volcanic Aquifer | 1 | 1.27 | 0.0058877 | Modelled Flow Data Used & Depth Available | 82.9138 | 8
1620 | 1765 | 16371 | 10005087 | 193954 | DSBBH | Bucklands Beach Branch | Gravity | Pipe | Buried | OP | CONC | RIBLO | 1966-06-30 | 21.24 | 20.36 | dwg | HI | Transmission | Legacy | 2 |  |  | 4 | 375 | CCTV | CCTV | CCTV | CCTV | CONS | 74606 | NA |  | 125.26 | CCTV | WSL |  | Waikato,Ngāti Maru,Ngāti Tamaoho,Te Patukirikiri,Ngāti Whanaunga,Ngāti Tamaterā,Ngāti Pāoa,Ngāi Tai ki Tāmaki,Ngāti Hako,Te Ākitai Waiohua | 3 | 3 | 3 | 2018 | te puna wai | no | 1 | 1 | 1 | CCTV Available (0-10 Years Old) & Soil Type Available | 3.148 | 3 | 2 | 1 | 3.5 | Property Parcels, Building Outlines | 1 |  | 1 | 1.27 | 0.017367 | Modelled Flow Data Used & Depth Available | 125.2598 | 14
1732 | 1888 | 17489 | 10005086 | 193907 | DSBBH | Bucklands Beach Branch | Gravity | Pipe | Buried | OP | CONC | RIBLO | 1966-06-30 | 20.36 | 20.12 | dwg | HI | Transmission | Legacy | 2 |  |  | 4 | 375 | CCTV | CCTV | CCTV | CCTV | CONS | 74605 | NA |  | 35.46 | CCTV | WSL |  | Waikato,Ngāti Maru,Ngāti Tamaoho,Te Patukirikiri,Ngāti Whanaunga,Ngāti Tamaterā,Ngāti Pāoa,Ngāi Tai ki Tāmaki,Ngāti Hako,Te Ākitai Waiohua | 3 | 3 | 3 | 2018 | te puna wai | no | 1 | 1 | 1 | CCTV Available (0-10 Years Old) & Soil Type Available | 3.1479 | 3 | 2 | 1 | 3.5 | Property Parcels, Building Outlines | 1 |  | 1 | 1.27 | 0.017589 | Modelled Flow Data Used & Depth Available | 35.4647 | 14
3585 | 3858 | 909556 | 10088664 | 196858 | DSSBE | Sunnybrae Branch Sewer TS17 | Gravity | Pipe | Buried | OP | CONC | None | 1961-01-01 |  |  | dwg | NI | Transmission | Legacy | 2 |  |  | 4 | 381 | [5 empty] | 65284 | NA |  | 106.83 |  | WSL |  | Te Kawerau a Maki,Ngāti Whātua,Ngāti Maru,Ngāti Whātua o Ōrākei,Ngāti Tamaoho,Ngāti Manuhiri,Te Patukirikiri,Ngāti Whanaunga,Ngāti Tamaterā,Ngāti Pāoa,Ngāi Tai ki Tāmaki,Ngāti Hako,Te Ākitai Waiohua | 3.17 | 3 |  |  |  | no | 5 | 1 | 3 | CCTV NOT Available or Over 30 Years Old & Soil Type Available | 3.1478 | 3 | 1 | 1 | 3.5 | Property Parcels, Building Outlines | 1 |  | 1.5 | 1.29 | 0.031394 | Modelled Flow Data Used & Depth Available | 106.8257 | 14
3624 | 3898 | 906250 | 10088666 | 197006 | DSSBE | Sunnybrae Branch Sewer TS17 | Gravity | Pipe | Buried | OP | CONC | None | 1961-01-01 |  |  | dwg | NI | Transmission | Legacy | 2 |  |  | 4 | 381 | [5 empty] | 65286 | NA |  | 106.79 |  | WSL |  | Te Kawerau a Maki,Ngāti Whātua,Ngāti Maru,Ngāti Whātua o Ōrākei,Ngāti Tamaoho,Ngāti Manuhiri,Te Patukirikiri,Ngāti Whanaunga,Ngāti Tamaterā,Ngāti Pāoa,Ngāi Tai ki Tāmaki,Ngāti Hako,Te Ākitai Waiohua | 3.17 | 3 |  |  |  | no | 5 | 1 | 3 | CCTV NOT Available or Over 30 Years Old & Soil Type Available | 3.1478 | 3 | 1 | 1 | 3.5 | Property Parcels, Building Outlines | 1 |  | 1.5 | 1.29 | 0.031394 | Modelled Flow Data Used & Depth Available | 106.7884 | 14
3570 | 3843 | 909557 | 10088665 | 196708 | DSSBE | Sunnybrae Branch Sewer TS17 | Gravity | Pipe | Buried | OP | CONC | None | 1961-01-01 |  |  | dwg | NI | Transmission | Legacy | 2 |  |  | 4 | 381 | [5 empty] | 65285 | NA |  | 22.13 |  | WSL |  | Te Kawerau a Maki,Ngāti Whātua,Ngāti Maru,Ngāti Whātua o Ōrākei,Ngāti Tamaoho,Ngāti Manuhiri,Te Patukirikiri,Ngāti Whanaunga,Ngāti Tamaterā,Ngāti Pāoa,Ngāi Tai ki Tāmaki,Ngāti Hako,Te Ākitai Waiohua | 3.17 | 3 |  |  |  | no | 5 | 1 | 3 | CCTV NOT Available or Over 30 Years Old & Soil Type Available | 3.1478 | 3 | 1 | 1 | 3.5 | Property Parcels, Building Outlines | 1 |  | 1.5 | 1.29 | 0.031394 | Modelled Flow Data Used & Depth Available | 22.1312 | 14
1856 | 2030 | 15903 | 10006358 | 195108 | DSMAN | Manurewa Branch | Gravity | Pipe | Buried | OP | CONC | None | 1966-06-30 | 17 | 16.12 | dwg | SI | Transmission | Legacy | 2 |  |  | 4 | 375 | [5 empty] | 75743 | NA |  | 63.53 |  | WSL |  | Waikato,Ngāti Maru,Ngāti Tamaoho,Ngāti Whanaunga,Ngāti Tamaterā,Ngāti Pāoa,Ngāi Tai ki Tāmaki,Ngāti Hako,Te Ākitai Waiohua | 2 | 2 | 2 | 2010 | te puna wai | yes | 1 | 1 | 2 | CCTV Available (10-20 Years Old) & Soil Type Available | 3.1477 | 3 | 2 | 1 | 3.5 | Property Parcels, Building Outlines | 1 |  | 1 | 1.27 | 0.017949 | Modelled Flow Data Used & Depth Available | 63.5272 | 8
1622 | 1767 | 16369 | 10005084 | 194146 | DSBBH | Bucklands Beach Branch | Gravity | Pipe | Buried | OP | CONC | RIBLO | 1966-06-30 | 19.06 | 18.21 | dwg | HI | Transmission | Legacy | 2 |  |  | 4 | 375 | CCTV | CCTV | CCTV | CCTV | CONS | 74603 | NA |  | 121.28 | CCTV | WSL |  | Waikato,Ngāti Maru,Ngāti Tamaoho,Te Patukirikiri,Ngāti Whanaunga,Ngāti Tamaterā,Ngāti Pāoa,Ngāi Tai ki Tāmaki,Ngāti Hako,Te Ākitai Waiohua | 2 | 2 | 2 | 2018 | te puna wai | no | 1 | 1 | 1 | CCTV Available (0-10 Years Old) & Soil Type Available | 3.1477 | 3 | 2 | 1 | 3.5 | Property Parcels, Building Outlines | 1 |  | 1 | 1.27 | 0.018133 | Modelled Flow Data Used & Depth Available | 121.2794 | 8
1621 | 1766 | 16370 | 10005085 | 193708 | DSBBH | Bucklands Beach Branch | Gravity | Pipe | Buried | OP | CONC | RIBLO | 1966-06-30 | 20.12 | 19.06 | dwg | HI | Transmission | Legacy | 2 |  |  | 4 | 375 | CCTV | CCTV | CCTV | CCTV | CONS | 74604 | NA |  | 147.84 | CCTV | WSL |  | Waikato,Ngāti Maru,Ngāti Tamaoho,Te Patukirikiri,Ngāti Whanaunga,Ngāti Tamaterā,Ngāti Pāoa,Ngāi Tai ki Tāmaki,Ngāti Hako,Te Ākitai Waiohua | 3 | 3 | 3 | 2018 | te puna wai | no | 1 | 1 | 1 | CCTV Available (0-10 Years Old) & Soil Type Available | 3.1476 | 3 | 2 | 1 | 3.5 | Property Parcels, Building Outlines | 1 |  | 1 | 1.27 | 0.018149 | Modelled Flow Data Used & Depth Available | 147.8375 | 14
1763 | 1923 | 17042 | 10006290 | 195091 | DSMAH | Mahia Branch | Gravity | Pipe | Buried | OP | AC | None | 1969-06-30 | 4.53 | 3.97 | dwg | SI | Transmission | Legacy | 2 |  |  | 4 | 375 | [5 empty] | 75684 | NA |  | 77.93 |  | WSL |  | Waikato,Ngāti Maru,Ngāti Tamaoho,Ngāti Whanaunga,Ngāti Tamaterā,Ngāti Pāoa,Ngāi Tai ki Tāmaki,Ngāti Hako,Te Ākitai Waiohua | 3.2 | 3 | 2 | 2016 | te puna wai | no | 5 | 3 | 4 | CCTV Available (0-10 Years Old) & Soil Type Available | 3.1476 | 3 | 2 | 1 | 3.5 | Property Parcels, Building Outlines | 1 |  | 1 | 1.27 | 0.018336 | Modelled Flow Data Used & Depth Available | 77.9256 | 14
1762 | 1922 | 15715 | 10006289 | 195620 | DSMAH | Mahia Branch | Gravity | Pipe | Buried | OP | AC | None | 1969-06-30 | 3.97 | 3.32 | dwg | SI | Transmission | Legacy | 2 |  |  | 4 | 375 | [5 empty] | 75683 | NA |  | 80.1 |  | WSL |  | Waikato,Ngāti Maru,Ngāti Tamaoho,Ngāti Whanaunga,Ngāti Tamaterā,Ngāti Pāoa,Ngāi Tai ki Tāmaki,Ngāti Hako,Te Ākitai Waiohua | 3.2 | 3 | 2 | 2016 | te puna wai | no | 5 | 3 | 4 | CCTV Available (0-10 Years Old) & Soil Type Available | 3.1476 | 3 | 2 | 1 | 3.5 | Property Parcels, Building Outlines | 1 |  | 1 | 1.27 | 0.018352 | Modelled Flow Data Used & Depth Available | 80.0986 | 14
2179 | 2389 | 15639 | 10007441 | 196155 | DSPAN | Papakura North Branch | Gravity | Pipe | Buried | OP | CONC | None | 1967-06-30 | 7.92 | 7.66 | dwg | SI | Transmission | Legacy | 2 |  |  | 4 | 375 | [5 empty] | 76593 | NA |  | 92.47 |  | WSL |  | Waikato,Ngāti Maru,Ngāti Tamaoho,Ngāti Whanaunga,Ngāti Tamaterā,Ngāti Pāoa,Ngāi Tai ki Tāmaki,Ngāti Hako,Te Ākitai Waiohua | 2 | 2 | 2 | 2005 | te puna wai | no | 1 | 3 | 2 | CCTV Available (10-20 Years Old) & Soil Type Available | 3.1475 | 3 | 1 | 1 | 3.5 | Property Parcels, Building Outlines | 1 |  | 1 | 1.27 | 0.0065344 | Modelled Flow Data Used & Depth Available | 92.4655 | 8
1529 | 1643 | 15241 | 10004926 | 316147 | DSB9A | Branch 9A Owairaka | Gravity | Pipe | Buried | OP | CONC | None | 1965-06-30 | 45.63 | 45.22 | dwg | WI | Transmission | Legacy | 2 |  |  | 4 | 375 | [5 empty] | 74486 | NA |  | 99.04 |  | WSL |  | Waikato,Te Kawerau a Maki,Ngāti Whātua,Ngāti Maru,Ngāti Whātua o Ōrākei,Ngāti Tamaoho,Ngāti Tamaterā,Ngāi Tai ki Tāmaki,Ngāti Hako,Te Ākitai Waiohua | 2 | 2 | 2 | 2009 | te puna wai | no | 1 | 1 | 2 | CCTV Available (10-20 Years Old) & Soil Type Available | 3.1474 | 3 | 1 | 1 | 3.5 | Property Parcels, Building Outlines | 1 |  | 1 | 1.27 | 0.0066116 | Modelled Flow Data Used & Depth Available | 99.0405 | 8
1527 | 1640 | 15240 | 10004925 | 316145 | DSB9A | Branch 9A Owairaka | Gravity | Pipe | Buried | OP | CONC | None | 1992-07-01 | 45.22 | 44.93 | dwg | WI | Transmission | Legacy | 2 |  |  | 4 | 375 | [5 empty] | 74484 | NA |  | 59.13 |  | WSL |  | Waikato,Te Kawerau a Maki,Ngāti Whātua,Ngāti Maru,Ngāti Whātua o Ōrākei,Ngāti Tamaoho,Ngāti Tamaterā,Ngāi Tai ki Tāmaki,Ngāti Hako,Te Ākitai Waiohua | 2 | 2 | 2 | 2009 | te puna wai | no | 1 | 1 | 1 | CCTV Available (10-20 Years Old) & Soil Type Available | 3.1474 | 3 | 1 | 1 | 3.5 | Property Parcels, Building Outlines | 1 |  | 1 | 1.27 | 0.0066116 | Modelled Flow Data Used & Depth Available | 59.1293 | 8
989 | 1045 | 16454 | 10006193 | 195205 | DSKEL | Kelston Branch | Gravity | Pipe | Buried | OP | CONC | None | 1967-06-30 | 9.49 | 9.07 | dwg | WI | Transmission | Legacy | 2 |  |  | 4 | 375 | [5 empty] | 75597 | NA |  | 94.34 |  | WSL |  | Te Kawerau a Maki,Ngāti Whātua,Ngāti Whātua o Ōrākei,Ngāti Tamaoho,Ngāti Tamaterā,Te Ākitai Waiohua | 3 | 3 | 3 | 2017 | CCTV Footage Review Log South_Latest.xls | no | 1 | 3 | 2 | CCTV Available (0-10 Years Old) & Soil Type Available | 3.1462 | 3 | 1 | 1 | 3.5 | Property Parcels, Building Outlines | 1 |  | 1 | 1.27 | 0.0075865 | Modelled Flow Data Used & Depth Available | 94.3422 | 14
4386 | 4681 | 2692573 | 10100748 | 193672 | DSB9D | Branch 9 Diversion | Gravity | Pipe | Buried | OP | CONC | None | 2016-07-20 | 39.64 | 39.62 | dwg | WI | Transmission | T0001026 | 2 |  |  | 4 | 750 | [5 empty] | 74562 | NA |  | 80.14 |  | WSL |  | Waikato,Te Kawerau a Maki,Ngāti Whātua,Ngāti Maru,Ngāti Whātua o Ōrākei,Ngāti Tamaoho,Ngāti Tamaterā,Ngāi Tai ki Tāmaki,Ngāti Hako,Te Ākitai Waiohua | 1.76 | 2 |  |  |  | no | 5 | 1 | 1 | CCTV NOT Available or Over 30 Years Old & Soil Type Available | 3.146 | 3 | 3 | 3 | 1 |  | 4 | Significant Ecological Area - SEA_T_6017, NZ River Lines | 1 | 0.91 | 0.6 | Diameter Used For Flow Approximation & Depth Available | 80.144 | 8
4093 | 4373 | 921305 | 10088743 | 197674 | DSTBY | Torbay Branch Sewer TS7B | Gravity | Pipe | Buried | OP | PVC-U | None | 1985-01-01 |  |  | dwg | NI | Transmission | Legacy | 2 |  |  | 4 | 300 | [5 empty] | 65352 | NA |  | 57.52 |  | WSL |  | Te Kawerau a Maki,Ngāti Whātua,Ngāti Maru,Ngāti Whātua o Ōrākei,Ngāti Tamaoho,Ngāti Manuhiri,Te Patukirikiri,Ngāti Whanaunga,Ngāti Tamaterā,Ngāti Pāoa,Ngāi Tai ki Tāmaki,Ngāti Hako,Te Ākitai Waiohua | 1.59 | 2 |  |  |  | no | 3 | 3 | 1 | CCTV NOT Available or Over 30 Years Old & Soil Type Not Available | 3.146 | 3 | 1 | 1 | 3.5 | Property Parcels, Building Outlines | 1 |  | 1.5 | 1.29 | 0.032925 | Modelled Flow Data Used & Depth Available | 57.5178 | 8
2984 | 3244 | 904608 | 10088738 | 196933 | DSTBY | Torbay Branch Sewer TS7B | Gravity | Pipe | Buried | OP | PVC-U | None | 1985-01-01 |  |  | dwg | NI | Transmission | Legacy | 2 |  |  | 4 | 300 | [5 empty] | 65347 | NA |  | 29.35 |  | WSL |  | Te Kawerau a Maki,Ngāti Whātua,Ngāti Maru,Ngāti Whātua o Ōrākei,Ngāti Tamaoho,Ngāti Manuhiri,Te Patukirikiri,Ngāti Whanaunga,Ngāti Tamaterā,Ngāti Pāoa,Ngāi Tai ki Tāmaki,Ngāti Hako,Te Ākitai Waiohua | 1.59 | 2 |  |  |  | no | 3 | 3 | 1 | CCTV NOT Available or Over 30 Years Old & Soil Type Not Available | 3.146 | 3 | 1 | 1 | 3.5 | Property Parcels, Building Outlines | 1 |  | 1.5 | 1.29 | 0.032925 | Modelled Flow Data Used & Depth Available | 29.3452 | 8
4039 | 4318 | 925026 | 10088740 | 197079 | DSTBY | Torbay Branch Sewer TS7B | Gravity | Pipe | Buried | OP | PVC-U | None | 1989-01-01 |  |  | dwg | NI | Transmission | Legacy | 2 |  |  | 4 | 300 | [5 empty] | 65349 | NA |  | 28.61 |  | WSL |  | Te Kawerau a Maki,Ngāti Whātua,Ngāti Maru,Ngāti Whātua o Ōrākei,Ngāti Tamaoho,Ngāti Manuhiri,Te Patukirikiri,Ngāti Whanaunga,Ngāti Tamaterā,Ngāti Pāoa,Ngāi Tai ki Tāmaki,Ngāti Hako,Te Ākitai Waiohua | 1.59 | 2 |  |  |  | no | 3 | 3 | 1 | CCTV NOT Available or Over 30 Years Old & Soil Type Not Available | 3.146 | 3 | 1 | 1 | 3.5 | Property Parcels, Building Outlines | 1 |  | 1.5 | 1.29 | 0.032925 | Modelled Flow Data Used & Depth Available | 28.6133 | 8
3908 | 4185 | 921613 | 10088746 | 196935 | DSTBY | Torbay Branch Sewer TS7B | Gravity | Pipe | Buried | OP | PVC-U | None | 1985-01-01 |  |  | dwg | NI | Transmission | Legacy | 2 |  |  | 4 | 300 | [5 empty] | 65355 | NA |  | 21.51 |  | WSL |  | Te Kawerau a Maki,Ngāti Whātua,Ngāti Maru,Ngāti Whātua o Ōrākei,Ngāti Tamaoho,Ngāti Manuhiri,Te Patukirikiri,Ngāti Whanaunga,Ngāti Tamaterā,Ngāti Pāoa,Ngāi Tai ki Tāmaki,Ngāti Hako,Te Ākitai Waiohua | 1.59 | 2 |  |  |  | no | 3 | 3 | 1 | CCTV NOT Available or Over 30 Years Old & Soil Type Not Available | 3.146 | 3 | 1 | 1 | 3.5 | Property Parcels, Building Outlines | 1 |  | 1.5 | 1.29 | 0.032925 | Modelled Flow Data Used & Depth Available | 21.5145 | 8
2568 | 2791 | 14836 | 10006620 | 195547 | DSMTW | Mt Wellington Branch | Gravity | Pipe | Buried | OP | CONC | None | 1964-06-30 | 30.52 | 30.21 | dwg | EI | Transmission | Legacy | 2 |  |  | 4 | 381 | [5 empty] | 75971 | NA |  | 91.34 |  | WSL |  | Waikato,Te Kawerau a Maki,Ngāti Whātua,Ngāti Maru,Ngāti Whātua o Ōrākei,Ngāti Tamaoho,Ngāti Whanaunga,Ngāti Tamaterā,Ngāti Pāoa,Ngāi Tai ki Tāmaki,Ngāti Hako,Te Ākitai Waiohua | 2 | 2 | 2 | 2017 | CCTV Footage Review Log South_Latest.xls | no | 1 | 1 | 2 | CCTV Available (0-10 Years Old) & Soil Type Available | 3.1434 | 3 | 1 | 1 | 3.5 | Building Outlines | 1 | Aquifer - Mt Wellington Volcanic Aquifer | 1 | 1.27 | 0.010032 | Modelled Flow Data Used & Depth Available | 91.3382 | 8
4221 | 4506 | 938900 | 10089953 | 194413 | DSCTB | Castor Bay Branch Sewer TS7A | Gravity | Pipe | Buried | OP | CONC | None | 1962-01-01 |  |  | dwg | NI | Transmission | Legacy | 2 |  |  | 4 | 355 | [5 empty] | 64420 | NA |  | 81.49 |  | WSL |  | Te Kawerau a Maki,Ngāti Whātua,Ngāti Maru,Ngāti Whātua o Ōrākei,Ngāti Tamaoho,Ngāti Manuhiri,Te Patukirikiri,Ngāti Whanaunga,Ngāti Tamaterā,Ngāti Pāoa,Ngāi Tai ki Tāmaki,Ngāti Hako,Te Ākitai Waiohua | 3.1 | 3 | 3 | 2015 | te puna wai | no | 5 | 1 | 3 | CCTV Available (0-10 Years Old) & Soil Type Available | 3.1433 | 3 | 1 | 1 | 3.5 | Property Parcels, Building Outlines | 1 |  | 1.5 | 1.29 | 0.035222 | Modelled Flow Data Used & Depth Available | 81.4931 | 14
2571 | 2794 | 14833 | 10006617 | 196088 | DSMTW | Mt Wellington Branch | Gravity | Pipe | Buried | OP | CONC | None | 1964-06-30 | 29.52 | 29.14 | dwg | EI | Transmission | Legacy | 2 |  |  | 4 | 381 | [5 empty] | 75968 | NA |  | 104.24 |  | WSL |  | Waikato,Te Kawerau a Maki,Ngāti Whātua,Ngāti Maru,Ngāti Whātua o Ōrākei,Ngāti Tamaoho,Ngāti Whanaunga,Ngāti Tamaterā,Ngāti Pāoa,Ngāi Tai ki Tāmaki,Ngāti Hako,Te Ākitai Waiohua | 2 | 2 | 2 | 2017 | CCTV Footage Review Log South_Latest.xls | no | 1 | 1 | 2 | CCTV Available (0-10 Years Old) & Soil Type Available | 3.1429 | 3 | 1 | 1 | 3.5 | Property Parcels, Building Outlines | 1 | Aquifer - Mt Wellington Volcanic Aquifer | 1 | 1.27 | 0.010443 | Modelled Flow Data Used & Depth Available | 104.2417 | 8
747 | 785 | 14832 | 10006616 | 195546 | DSMTW | Mt Wellington Branch | Gravity | Pipe | Buried | OP | CONC | None | 1964-06-30 | 29.14 | 28.67 | dwg | EI | Transmission | Legacy | 2 |  |  | 4 | 381 | [5 empty] | 75967 | NA |  | 117.11 |  | WSL |  | Waikato,Te Kawerau a Maki,Ngāti Whātua,Ngāti Maru,Ngāti Whātua o Ōrākei,Ngāti Tamaoho,Ngāti Whanaunga,Ngāti Tamaterā,Ngāti Pāoa,Ngāi Tai ki Tāmaki,Ngāti Hako,Te Ākitai Waiohua | 2 | 2 | 2 | 2017 | CCTV Footage Review Log South_Latest.xls | no | 1 | 1 | 2 | CCTV Available (0-10 Years Old) & Soil Type Available | 3.1425 | 3 | 1 | 1 | 3.5 | Property Parcels, Building Outlines | 1 |  | 1 | 1.27 | 0.010807 | Modelled Flow Data Used & Depth Available | 117.1068 | 8
3767 | 4042 | 911248 | 10089954 | 194066 | DSCTB | Castor Bay Branch Sewer TS7A | Gravity | Pipe | Buried | OP | CONC | None | 1962-01-01 |  |  | dwg | NI | Transmission | Legacy | 2 |  |  | 4 | 355 | [5 empty] | 64421 | NA |  | 54.57 |  | WSL |  | Te Kawerau a Maki,Ngāti Whātua,Ngāti Maru,Ngāti Whātua o Ōrākei,Ngāti Tamaoho,Ngāti Manuhiri,Te Patukirikiri,Ngāti Whanaunga,Ngāti Tamaterā,Ngāti Pāoa,Ngāi Tai ki Tāmaki,Ngāti Hako,Te Ākitai Waiohua | 3.1 | 3 | 3 | 2015 | te puna wai | no | 5 | 1 | 3 | CCTV Available (0-10 Years Old) & Soil Type Available | 3.1424 | 3 | 1 | 1 | 3.5 | Property Parcels, Building Outlines | 1 |  | 1.5 | 1.29 | 0.035988 | Modelled Flow Data Used & Depth Available | 54.5702 | 14
1677 | 1828 | 15193 | 10004639 | 193820 | DSB09 | Branch 9 Mt Roskill | Gravity | Pipe | Buried | OP | CONC | None | 1965-06-30 | 53.99 | 53.83 | dwg | WI | Transmission | Legacy | 2 |  |  | 4 | 375 | [5 empty] | 74345 | NA |  | 97.65 |  | WSL |  | Waikato,Te Kawerau a Maki,Ngāti Whātua,Ngāti Maru,Ngāti Whātua o Ōrākei,Ngāti Tamaoho,Ngāti Tamaterā,Ngāi Tai ki Tāmaki,Ngāti Hako,Te Ākitai Waiohua | 2.27 | 2 | 2 | 2016 | CCTV Footage Review Log South_Latest.xls | no | 5 | 1 | 2 | CCTV Available (0-10 Years Old) & Soil Type Available | 3.1417 | 3 | 1 | 1 | 3.5 | Building Outlines | 1 |  | 1 | 1.27 | 0.011479 | Modelled Flow Data Used & Depth Available | 97.6532 | 8
1986 | 2173 | 16081 | 10007781 | 196632 | DSPPW | Papatoetoe West Branch | Gravity | Pipe | Buried | OP | CONC | None | 1960-06-30 | 13.67 | 13.31 | dwg | SI | Transmission | Legacy | 2 |  |  | 4 | 381 | [5 empty] | 77064 | NA |  | 74.56 |  | WSL |  | Waikato,Te Kawerau a Maki,Ngāti Maru,Ngāti Tamaoho,Ngāti Tamaterā,Ngāi Tai ki Tāmaki,Ngāti Hako,Te Ākitai Waiohua | 3 | 3 | 3 | 2012 | te puna wai | no | 1 | 3 | 3 | CCTV Available (10-20 Years Old) & Soil Type Available | 3.1416 | 3 | 1 | 1 | 3.5 | Property Parcels, Building Outlines | 1 |  | 1 | 1.27 | 0.011627 | Modelled Flow Data Used & Depth Available | 74.5585 | 14
4162 | 4444 | 931871 | 10088928 | 197204 | DSTPW | Takapuna West Branch Sewer TS3 | Gravity | Pipe | Bridged | OP | CONC | None | 1965-01-01 |  |  | dwg | NI | Transmission | Legacy | 2 |  |  | 4 | 800 | [5 empty] | 65456 | NA |  | 33.14 |  | WSL |  | Te Kawerau a Maki,Ngāti Whātua,Ngāti Maru,Ngāti Whātua o Ōrākei,Ngāti Tamaoho,Ngāti Manuhiri,Te Patukirikiri,Ngāti Whanaunga,Ngāti Tamaterā,Ngāti Pāoa,Ngāi Tai ki Tāmaki,Ngāti Hako,Te Ākitai Waiohua | 2 | 2 | 2 | 2016 | te puna wai | no | 1 | 1 | 2 | CCTV Available (0-10 Years Old) & Soil Type Not Available | 3.1415 | 3 | 3 | 5 | 2.5 | Property Parcels | 1 | Significant Ecological Area - SEA-M2-60a | 1.5 | 1.235 | 0.098009 | Modelled Flow Data Used & Depth Available | 33.1399 | 8
1987 | 2174 | 16080 | 10007780 | 196674 | DSPPW | Papatoetoe West Branch | Gravity | Pipe | Buried | OP | CONC | None | 1960-06-30 | 13.29 | 12.96 | dwg | SI | Transmission | Legacy | 2 |  |  | 4 | 381 | [5 empty] | 77063 | NA |  | 80.91 |  | WSL |  | Waikato,Te Kawerau a Maki,Ngāti Maru,Ngāti Tamaoho,Ngāti Tamaterā,Ngāi Tai ki Tāmaki,Ngāti Hako,Te Ākitai Waiohua | 2.45 | 2 | 2 | 2012 | te puna wai | no | 1 | 3 | 3 | CCTV Available (10-20 Years Old) & Soil Type Available | 3.1414 | 3 | 1 | 1 | 3.5 | Property Parcels, Building Outlines | 1 |  | 1 | 1.27 | 0.011759 | Modelled Flow Data Used & Depth Available | 80.9053 | 8
2290 | 2501 | 15021 | 10006819 | 195687 | DSONE | Onehunga Branch | Gravity | Pipe | Buried | OP | CONC | None | 1962-06-30 | 24.62 | 24.33 | dwg | WI | Transmission | Legacy | 2 |  |  | 4 | 375 | [5 empty] | 76133 | NA |  | 89.19 |  | WSL |  | Waikato,Te Kawerau a Maki,Ngāti Whātua,Ngāti Maru,Ngāti Whātua o Ōrākei,Ngāti Tamaoho,Ngāti Tamaterā,Ngāti Pāoa,Ngāi Tai ki Tāmaki,Ngāti Hako,Te Ākitai Waiohua | 3.1 | 3 | 3 | 2021 | CCTV Footage Review Log South_Latest.xls | yes | 5 | 1 | 3 | CCTV Available (0-10 Years Old) & Soil Type Available | 3.141 | 3 | 1 | 1 | 3.5 | Property Parcels, Building Outlines | 1 | Aquifer - Mt Wellington Volcanic Aquifer | 1 | 1.27 | 0.012161 | Modelled Flow Data Used & Depth Available | 89.1903 | 14
2695 | 2931 | 17755 | 10007421 | 196150 | DSOTW | Otahuhu West Branch | Rising | Pipe | Buried | OP | CONC | None | 1991-10-31 |  |  | dwg | EI | Transmission | Legacy | 2 |  |  | 4 | 225 | [5 empty] | 76569 | NA |  | 53.63 |  | WSL |  | Waikato,Te Kawerau a Maki,Ngāti Maru,Ngāti Whātua o Ōrākei,Ngāti Tamaoho,Ngāti Tamaterā,Ngāti Pāoa,Ngāi Tai ki Tāmaki,Ngāti Hako,Te Ākitai Waiohua | 1.76 | 2 |  |  |  | no | 5 | 1 | 1 | CCTV NOT Available or Over 30 Years Old & Soil Type Available | 3.14 | 3 | 1 | 4 | 2.5 | Property Parcels | 4 | NZ River Lines | 1.5 | 1.45 | 0.2 | Diameter Used For Flow Approximation & Depth Available | 53.6295 | 8
3365 | 3633 | 930804 | 10088032 | 195572 | DSHLC | Hillcrest Branch Sewer TS15 | Gravity | Pipe | Buried | OP | CONC | None | 1960-01-01 |  |  | dwg | NI | Transmission | Legacy | 2 |  |  | 4 | 355 | [5 empty] | 64896 | NA |  | 31.1 |  | WSL |  | Te Kawerau a Maki,Ngāti Whātua,Ngāti Maru,Ngāti Whātua o Ōrākei,Ngāti Tamaoho,Ngāti Manuhiri,Te Patukirikiri,Ngāti Whanaunga,Ngāti Tamaterā,Ngāti Pāoa,Ngāi Tai ki Tāmaki,Ngāti Hako,Te Ākitai Waiohua | 3.22 | 3 | 3 | 2016 | te puna wai | yes | 5 | 3 | 3 | CCTV Available (0-10 Years Old) & Soil Type Available | 3.14 | 3 | 1 | 1 | 2.5 | Property Parcels | 4 | NZ River Lines | 1.5 | 1.26 | 0 | Modelled Flow Data Used & Depth Available | 31.1023 | 14
4374 | 4668 | 2688903 | 10100956 | 196677 | DSPPW | Papatoetoe West Branch | Rising | Pipe | Buried | OP | CONC | None | 2017-02-20 |  |  | dwg | SI | Transmission | T0001046 | 2 |  |  | 4 | 318 | [5 empty] | 77072 | NA |  | 14.56 |  | WSL |  | Waikato,Te Kawerau a Maki,Ngāti Maru,Ngāti Tamaoho,Ngāti Tamaterā,Ngāi Tai ki Tāmaki,Ngāti Hako,Te Ākitai Waiohua | 1.97 | 2 |  |  |  | no | 5 | 3 | 1 | CCTV NOT Available or Over 30 Years Old & Soil Type Available | 3.14 | 3 | 1 | 4 | 2.5 | Property Parcels | 4 | NZ River Lines | 1.5 | 1.45 | 0.2 | Diameter Used For Flow Approximation & Depth Available | 14.5625 | 8
1414 | 1511 | 17498 | 10099239 | 194350 | DSEDC | Edgars Creek Branch | Rising | Pipe | Buried | OP | AC | None | 1979-06-30 | 4.22 | 4.45 | dwg | OM | Transmission | Legacy | 2 |  |  | 4 | 150 | [5 empty] | 74780 | NA |  | 12.49 |  | WSL |  | Te Kawerau a Maki,Ngāti Whātua,Ngāti Maru,Ngāti Whātua o Ōrākei,Ngāti Tamaoho,Ngāti Tamaterā,Ngāi Tai ki Tāmaki,Ngāti Hako,Te Ākitai Waiohua | 2.46 | 2 |  |  |  | no | 5 | 1 | 2 | CCTV NOT Available or Over 30 Years Old & Soil Type Available | 3.14 | 3 | 1 | 4 | 2.5 | Property Parcels | 4 | NZ River Lines | 1.5 | 1.45 | 0.2 | Diameter Used For Flow Approximation & Depth Available | 12.4941 | 8
1415 | 1512 | 17497 | 10099240 | 194704 | DSEDC | Edgars Creek Branch | Rising | Pipe | Buried | OP | AC | None | 1979-06-30 | 4.45 | 6.78 | dwg | OM | Transmission | Legacy | 2 |  |  | 4 | 150 | [5 empty] | 74779 | NA |  | 10.34 |  | WSL |  | Te Kawerau a Maki,Ngāti Whātua,Ngāti Maru,Ngāti Whātua o Ōrākei,Ngāti Tamaoho,Ngāti Tamaterā,Ngāi Tai ki Tāmaki,Ngāti Hako,Te Ākitai Waiohua | 2.46 | 2 |  |  |  | no | 5 | 1 | 2 | CCTV NOT Available or Over 30 Years Old & Soil Type Available | 3.14 | 3 | 1 | 4 | 2.5 | Property Parcels | 4 | NZ River Lines | 1.5 | 1.45 | 0.2 | Diameter Used For Flow Approximation & Depth Available | 10.335 | 8
1413 | 1510 | 17499 | 10099238 | 194858 | DSEDC | Edgars Creek Branch | Rising | Pipe | Buried | OP | AC | None | 1979-06-30 | 1.86 | 4.22 | 1.0g | OM | Transmission | GP08002 | 2 |  |  | 4 | 150 | [5 empty] | 74781 | NA |  | 54.25 |  | WSL |  | Te Kawerau a Maki,Ngāti Whātua,Ngāti Maru,Ngāti Whātua o Ōrākei,Ngāti Tamaoho,Ngāti Tamaterā,Ngāi Tai ki Tāmaki,Ngāti Hako,Te Ākitai Waiohua | 2.08 | 2 |  |  |  | no | 3 | 1 | 2 | CCTV NOT Available or Over 30 Years Old & Soil Type Available | 3.14 | 3 | 1 | 4 | 2.5 | Property Parcels, Building Outlines | 4 | NZ River Lines | 1.5 | 1.45 | 0.2 | Diameter Used For Flow Approximation & Depth Available | 54.2523 | 8
4292 | 4579 | 2642111 | 10095833 | 196084 | DSMSN | Massey North Branch | Rising | Pipe | Buried | OP | PE | None | 2014-07-07 | 18.08 | 39.14 | dwg | WI | Transmission | T0000828 | 2 |  |  | 4 | 355 | [5 empty] | 75949 | NA |  | 1139.83 |  | WSL |  | Te Kawerau a Maki,Ngāti Whātua,Ngāti Maru,Ngāti Whātua o Kaipara,Ngāti Whātua o Ōrākei,Ngāti Tamaoho,Ngāti Manuhiri,Ngāti Tamaterā,Ngāti Hako,Te Ākitai Waiohua | 1.21 | 1 |  |  |  | no | 1 | 3 | 1 | CCTV NOT Available or Over 30 Years Old & Soil Type Available | 3.14 | 3 | 1 | 4 | 2.5 | Property Parcels | 4 | NZ River Lines | 1.5 | 1.45 | 0.2 | Diameter Used For Flow Approximation & Depth Available | 1139.8274 | 4
3787 | 4062 | 920078 | 10089940 | 194278 | DSCHH | Church House Branch Sewer TS21 | Rising | Pipe | Buried | OP | PVC-U | None | 1985-01-01 |  |  | dwg | NI | Transmission | Legacy | 2 |  |  | 4 | 300 | [5 empty] | 64412 | NA |  | 771.29 |  | WSL |  | Te Kawerau a Maki,Ngāti Whātua,Ngāti Maru,Ngāti Whātua o Kaipara,Ngāti Whātua o Ōrākei,Ngāti Tamaoho,Ngāti Manuhiri,Ngāti Whanaunga,Ngāti Tamaterā,Ngāi Tai ki Tāmaki,Ngāti Hako,Te Ākitai Waiohua | 1.21 | 1 |  |  |  | no | 1 | 3 | 1 | CCTV NOT Available or Over 30 Years Old & Soil Type Available | 3.14 | 3 | 1 | 4 | 2.5 | Property Parcels, Public Park & Sports Area | 4 | Significant Ecological Area - SEA_T_8406, NZ River Lines | 1.5 | 1.45 | 0.2 | Diameter Used For Flow Approximation & Depth Available | 771.2914 | 4
4471 | 4767 | 4537693 | 10107056 | 195768 | DSLYF | Lynfield Branch | Rising | Pipe | Buried | OP | PE | None | 2018-04-04 | 18.74 | 30.14 | 0.1s | WI | Transmission | T0001292A | 2 |  |  | 4 | 225 | [5 empty] | 75669 | NA |  | 292.31 |  | WSL |  | Waikato,Te Kawerau a Maki,Ngāti Whātua,Ngāti Maru,Ngāti Whātua o Ōrākei,Ngāti Tamaoho,Ngāti Tamaterā,Ngāi Tai ki Tāmaki,Ngāti Hako,Te Ākitai Waiohua | 1 | 1 |  |  |  | no | 1 | 1 | 1 | CCTV NOT Available or Over 30 Years Old & Soil Type Available | 3.14 | 3 | 1 | 4 | 2.5 | Property Parcels | 4 | NZ River Lines | 1.5 | 1.45 | 0.2 | Diameter Used For Flow Approximation & Depth Available | 292.3077 | 4
4186 | 4470 | 935171 | 10087866 | 194753 | DSGNH | Greenhithe Branch Sewer TS22 | Rising | Pipe | Buried | OP | CLS | None | 1991-01-01 |  |  | dwg | NI | Transmission | Legacy | 2 |  |  | 4 | 315 |  |  |  |  | CONS | 64794 | NA |  | 186.53 |  | WSL |  | Te Kawerau a Maki,Ngāti Whātua,Ngāti Maru,Ngāti Whātua o Kaipara,Ngāti Whātua o Ōrākei,Ngāti Tamaoho,Ngāti Manuhiri,Ngāti Whanaunga,Ngāti Tamaterā,Ngāti Pāoa,Ngāi Tai ki Tāmaki,Ngāti Hako,Te Ākitai Waiohua | 1.71 | 2 |  |  |  | no | 1 | 1 | 2 | CCTV NOT Available or Over 30 Years Old & Soil Type Available | 3.14 | 3 | 1 | 4 | 2.5 | Property Parcels | 4 | Significant Ecological Area - SEA_T_8356, NZ River Lines | 1.5 | 1.45 | 0.2 | Diameter Used For Flow Approximation & Depth Available | 186.5271 | 8
2684 | 2917 | 16471 | 10007898 | 196995 | DSROY | Royal Oak Branch | Gravity | Pipe | Buried | OP | VC | None | 1968-06-30 | 15.28 | 12.91 | dwg | WI | Transmission | Legacy | 2 |  |  | 4 | 300 | [5 empty] | 77140 | NA |  | 55.6 |  | WSL |  | Waikato,Te Kawerau a Maki,Ngāti Whātua,Ngāti Maru,Ngāti Whātua o Ōrākei,Ngāti Tamaoho,Ngāti Tamaterā,Ngāi Tai ki Tāmaki,Ngāti Hako,Te Ākitai Waiohua | 3 | 3 | 3 | 2014 | te puna wai | no | 5 | 1 | 1 | CCTV Available (0-10 Years Old) & Soil Type Available | 3.1398 | 3 | 1 | 1 | 3.5 | Property Parcels, Building Outlines | 1 |  | 1 | 1.27 | 0.013146 | Modelled Flow Data Used & Depth Available | 55.5953 | 14
817 | 857 | 15443 | 10006266 | 195088 | DSLYF | Lynfield Branch | Gravity | Pipe | Buried | OP | CONC | None | 1965-06-30 | 31.09 | 29.91 | dwg | WI | Transmission | Legacy | 2 |  |  | 4 | 300 | [5 empty] | 75665 | NA |  | 81.76 |  | WSL |  | Waikato,Te Kawerau a Maki,Ngāti Whātua,Ngāti Maru,Ngāti Whātua o Ōrākei,Ngāti Tamaoho,Ngāti Tamaterā,Ngāi Tai ki Tāmaki,Ngāti Hako,Te Ākitai Waiohua | 3 | 3 | 3 | 2018 | CCTV Footage Review Log South_Latest.xls | no | 1 | 1 | 2 | CCTV Available (0-10 Years Old) & Soil Type Available | 3.1395 | 3 | 1 | 1 | 3.5 | Property Parcels, Building Outlines | 1 |  | 1 | 1.27 | 0.013452 | Modelled Flow Data Used & Depth Available | 81.7581 | 14
813 | 853 | 15439 | 10006259 | 195615 | DSLYF | Lynfield Branch | Gravity | Pipe | Buried | OP | CONC | None | 1965-06-30 | 24.02 | 23.73 | dwg | WI | Transmission | Legacy | 2 |  |  | 4 | 300 | [5 empty] | 75658 | NA |  | 10.16 |  | WSL |  | Waikato,Te Kawerau a Maki,Ngāti Whātua,Ngāti Maru,Ngāti Whātua o Ōrākei,Ngāti Tamaoho,Ngāti Tamaterā,Ngāi Tai ki Tāmaki,Ngāti Hako,Te Ākitai Waiohua | 2 | 2 | 2 | 2018 | CCTV Footage Review Log South_Latest.xls | no | 1 | 3 | 2 | CCTV Available (0-10 Years Old) & Soil Type Available | 3.1394 | 3 | 1 | 1 | 3.5 | Property Parcels, Building Outlines | 1 |  | 1 | 1.27 | 0.013535 | Modelled Flow Data Used & Depth Available | 10.1584 | 8
1721 | 1876 | 17156 | 10005863 | 195138 | DSGRM | Greenmount Branch | Gravity | Pipe | Buried | OP | CONC | None | 1997-06-30 | 13.38 | 12.88 | dwg | TE | Transmission | Legacy | 2 |  |  | 4 | 390 | [5 empty] | 75316 | NA |  | 79.71 |  | WSL |  | Waikato,Ngāti Maru,Ngāti Tamaoho,Ngāti Whanaunga,Ngāti Tamaterā,Ngāti Pāoa,Ngāi Tai ki Tāmaki,Ngāti Hako,Te Ākitai Waiohua | 2 | 2 | 2 | 2014 | te puna wai | no | 1 | 1 | 1 | CCTV Available (0-10 Years Old) & Soil Type Available | 3.1391 | 3 | 1 | 1 | 3.5 | Property Parcels, Building Outlines | 1 |  | 1 | 1.27 | 0.013761 | Modelled Flow Data Used & Depth Available | 79.7085 | 8
1723 | 1878 | 17154 | 10005861 | 195287 | DSGRM | Greenmount Branch | Gravity | Pipe | Buried | OP | CONC | None | 1997-06-30 | 12.71 | 12.12 | dwg | TE | Transmission | Legacy | 2 |  |  | 4 | 390 | [5 empty] | 75314 | NA |  | 109.21 |  | WSL |  | Waikato,Ngāti Maru,Ngāti Tamaoho,Ngāti Whanaunga,Ngāti Tamaterā,Ngāti Pāoa,Ngāi Tai ki Tāmaki,Ngāti Hako,Te Ākitai Waiohua | 2 | 2 | 2 | 2014 | te puna wai | no | 1 | 1 | 1 | CCTV Available (0-10 Years Old) & Soil Type Available | 3.1389 | 3 | 1 | 1 | 3.5 | Property Parcels, Building Outlines | 1 |  | 1 | 1.27 | 0.013905 | Modelled Flow Data Used & Depth Available | 109.2099 | 8
1728 | 1884 | 17151 | 10005872 | 194764 | DSGRM | Greenmount Branch | Gravity | Pipe | Buried | OP | CONC | None | 1997-06-30 | 11.2 | 10.79 | dwg | TE | Transmission | Legacy | 2 |  |  | 4 | 390 | [5 empty] | 75311 | NA |  | 105.67 |  | WSL |  | Waikato,Ngāti Maru,Ngāti Tamaoho,Ngāti Whanaunga,Ngāti Tamaterā,Ngāti Pāoa,Ngāi Tai ki Tāmaki,Ngāti Hako,Te Ākitai Waiohua | 2 | 2 | 2 | 2014 | te puna wai | no | 1 | 3 | 1 | CCTV Available (0-10 Years Old) & Soil Type Available | 3.1389 | 3 | 1 | 1 | 3.5 | Property Parcels, Building Outlines | 1 |  | 1 | 1.27 | 0.013909 | Modelled Flow Data Used & Depth Available | 105.6694 | 8
2225 | 2435 | 16434 | 10009631 | 198021 | DSWYN | Weymouth North Branch | Gravity | Pipe | Buried | OP | AC | None | 1981-06-30 | 17.89 | 17.31 | dwg | SW | Transmission | Legacy | 2 |  |  | 4 | 300 | [5 empty] | 78697 | NA |  | 98.86 |  | WSL |  | Waikato,Ngāti Maru,Ngāti Tamaoho,Ngāti Tamaterā,Ngāi Tai ki Tāmaki,Ngāti Hako,Te Ākitai Waiohua | 2 | 2 | 2 | 2008 | CCTV Footage Review Log South_Latest.xls | no | 1 | 1 | 2 | CCTV Available (10-20 Years Old) & Soil Type Available | 3.1389 | 3 | 1 | 1 | 3.5 | Property Parcels, Building Outlines | 1 |  | 1 | 1.27 | 0.013934 | Modelled Flow Data Used & Depth Available | 98.8559 | 8
1976 | 2162 | 15054 | 10007919 | 196549 | DSROY | Royal Oak Branch | Gravity | Pipe | Buried | OP | VC | CIP | 1968-06-30 | 50.22 | 48.62 | dwg | WI | Transmission | Legacy | 2 |  |  | 4 | 300 | [5 empty] | 77159 | NA |  | 53.94 |  | WSL |  | Waikato,Te Kawerau a Maki,Ngāti Whātua,Ngāti Maru,Ngāti Whātua o Ōrākei,Ngāti Tamaoho,Ngāti Tamaterā,Ngāi Tai ki Tāmaki,Ngāti Hako,Te Ākitai Waiohua | 1.34 | 1 | 1 | 2014 | te puna wai | no | 3 | 3 | 1 | CCTV Available (0-10 Years Old) & Soil Type Available | 3.1388 | 3 | 1 | 1 | 3.5 | Property Parcels, Building Outlines | 1 | Aquifer - Onehunga Volcanic Aquifer | 1 | 1.27 | 0.014037 | Modelled Flow Data Used & Depth Available | 53.9383 | 4
2226 | 2436 | 15965 | 10009630 | 197948 | DSWYN | Weymouth North Branch | Gravity | Pipe | Buried | OP | AC | None | 1981-06-30 | 17.31 | 16.74 | dwg | SW | Transmission | Legacy | 2 |  |  | 4 | 300 | [5 empty] | 78696 | NA |  | 98.13 |  | WSL |  | Waikato,Ngāti Maru,Ngāti Tamaoho,Ngāti Tamaterā,Ngāi Tai ki Tāmaki,Ngāti Hako,Te Ākitai Waiohua | 2 | 2 | 2 | 2008 | CCTV Footage Review Log South_Latest.xls | no | 1 | 1 | 2 | CCTV Available (10-20 Years Old) & Soil Type Available | 3.1388 | 3 | 1 | 1 | 3.5 | Property Parcels, Building Outlines | 1 |  | 1 | 1.27 | 0.01405 | Modelled Flow Data Used & Depth Available | 98.1344 | 8
289 | 301 | 16123 | 10005891 | 195293 | DSHIN | Howick Interceptor | Gravity | Pipe | Buried | OP | CONC | None | 1964-06-30 | 2.66 | 2.51 | dwg | HI | Transmission | Legacy | 1 |  |  | 4 | 1050 | [5 empty] | 75375 | NA |  | 117.47 |  | WSL |  | Waikato,Ngāti Maru,Ngāti Tamaoho,Ngāti Whanaunga,Ngāti Tamaterā,Ngāti Pāoa,Ngāi Tai ki Tāmaki,Ngāti Hako,Te Ākitai Waiohua | 1.92 | 2 |  |  |  | no | 1 | 3 | 2 | CCTV NOT Available or Over 30 Years Old & Soil Type Available | 3.1384 | 3 | 4 | 4 | 2.5 | Property Parcels, Building Outlines | 1 |  | 1 | 1.15 | 0.12816 | Modelled Flow Data Used & Depth Available | 117.4738 | 8
2230 | 2440 | 15961 | 10009626 | 197947 | DSWYN | Weymouth North Branch | Gravity | Pipe | Buried | OP | AC | None | 1981-06-30 | 14.98 | 14.49 | dwg | SW | Transmission | Legacy | 2 |  |  | 4 | 300 | [5 empty] | 78692 | NA |  | 79.57 |  | WSL |  | Waikato,Ngāti Maru,Ngāti Tamaoho,Ngāti Tamaterā,Ngāi Tai ki Tāmaki,Ngāti Hako,Te Ākitai Waiohua | 2 | 2 | 2 | 2008 | CCTV Footage Review Log South_Latest.xls | no | 1 | 1 | 2 | CCTV Available (10-20 Years Old) & Soil Type Available | 3.1375 | 3 | 1 | 1 | 3.5 | Property Parcels, Building Outlines | 1 |  | 1 | 1.27 | 0.015112 | Modelled Flow Data Used & Depth Available | 79.575 | 8
475 | 495 | 17422 | 10005939 | 195305 | DSHIN | Howick Interceptor | Gravity | Pipe | Exposed | OP | CONC | None | 1964-06-30 | 7.3 | 7.28 | appr | HI | Transmission | DU2405 | 1 |  |  | 4 | 900 | [5 empty] | 75416 | NA |  | 14.7 |  | WSL |  | Waikato,Ngāti Maru,Ngāti Tamaoho,Ngāti Whanaunga,Ngāti Tamaterā,Ngāti Pāoa,Ngāi Tai ki Tāmaki,Ngāti Hako,Te Ākitai Waiohua | 2 | 2 | 2 | 2015 | CCTV Footage Review Log South_Latest.xls | no | 1 | 3 | 2 | CCTV Available (0-10 Years Old) & Soil Type Available | 3.1374 | 3 | 4 | 4 | 2.5 | Property Parcels | 1 |  | 1.5 | 1.17 | 0.10633 | Modelled Flow Data Used & Depth Available | 14.6953 | 8
474 | 494 | 16197 | 10005938 | 194780 | DSHIN | Howick Interceptor | Gravity | Pipe | Exposed | OP | CONC | None | 1964-06-30 | 7.28 | 7.22 | appr | HI | Transmission | DU2405 | 1 |  |  | 4 | 900 | [5 empty] | 75415 | NA |  | 49.65 |  | WSL |  | Waikato,Ngāti Maru,Ngāti Tamaoho,Ngāti Whanaunga,Ngāti Tamaterā,Ngāti Pāoa,Ngāi Tai ki Tāmaki,Ngāti Hako,Te Ākitai Waiohua | 2 | 2 | 2 | 2015 | CCTV Footage Review Log South_Latest.xls | no | 1 | 3 | 2 | CCTV Available (0-10 Years Old) & Soil Type Available | 3.1373 | 3 | 4 | 4 | 2.5 | Property Parcels | 1 |  | 1.5 | 1.17 | 0.10628 | Modelled Flow Data Used & Depth Available | 49.6491 | 8
2231 | 2441 | 15960 | 10009625 | 197847 | DSWYN | Weymouth North Branch | Gravity | Pipe | Buried | OP | AC | None | 1981-06-30 | 14.49 | 13.92 | dwg | SW | Transmission | Legacy | 2 |  |  | 4 | 300 | [5 empty] | 78691 | NA |  | 93.01 |  | WSL |  | Waikato,Ngāti Maru,Ngāti Tamaoho,Ngāti Tamaterā,Ngāi Tai ki Tāmaki,Ngāti Hako,Te Ākitai Waiohua | 2 | 2 | 2 | 2008 | CCTV Footage Review Log South_Latest.xls | no | 1 | 1 | 2 | CCTV Available (10-20 Years Old) & Soil Type Available | 3.1372 | 3 | 1 | 1 | 3.5 | Property Parcels, Building Outlines | 1 |  | 1 | 1.27 | 0.015379 | Modelled Flow Data Used & Depth Available | 93.0118 | 8
1933 | 2112 | 17455 | 10001967 | 193201 | DPOTB | PS 31 Otara | Rising | Pipe | Buried | OP | CLS | None | 2004-12-30 |  |  | dwg | SI | Transmission | Legacy | 2 |  |  | 4 | 630 | [5 empty] | 72046 | NA |  | 1.78 |  | WSL |  | Te Kawerau a Maki | 2.18 | 2 |  |  |  | no | 5 | 5 | 1 | CCTV NOT Available or Over 30 Years Old & Soil Type Available | 3.137 | 3 | 3 | 5 | 1 |  | 1 | Ocean Intercept, Significant Ecological Area - SEA-M2-2908DD - DD | 5 | 0.895 | 0.6 | Diameter Used For Flow Approximation & Depth Available | 1.7781 | 8
2333 | 2544 | 17705 | 10006916 | 196217 | DSONE | Onehunga Branch | Rising | Pipe | Buried | OP | CONC | None | 1962-06-30 |  |  | dwg | WI | Transmission | DU2503 | 2 |  |  | 4 | 750 | [5 empty] | 76147 | NA |  | 335.38 |  | WSL |  | Waikato,Te Kawerau a Maki,Ngāti Whātua,Ngāti Maru,Ngāti Whātua o Ōrākei,Ngāti Tamaoho,Ngāti Tamaterā,Ngāi Tai ki Tāmaki,Ngāti Hako,Te Ākitai Waiohua | 2.41 | 2 |  |  |  | no | 1 | 1 | 3 | CCTV NOT Available or Over 30 Years Old & Soil Type Available | 3.137 | 3 | 3 | 5 | 1 | Safe Swim Beach | 1 | Ocean Intercept | 5 | 0.895 | 0.6 | Diameter Used For Flow Approximation & Depth Available | 335.3805 | 8
482 | 502 | 16202 | 10006079 | 195474 | DSHIN | Howick Interceptor | Rising | Pipe | Bridged | OP | CLS | None | 1964-06-30 |  |  | dwg | HI | Transmission | Legacy | 1 |  |  | 4 | 630 | [5 empty] | 75504 | NA |  | 186.5 |  | WSL |  | Waikato,Te Kawerau a Maki,Ngāti Whātua,Ngāti Maru,Ngāti Whātua o Ōrākei,Ngāti Tamaoho,Ngāti Whanaunga,Ngāti Tamaterā,Ngāti Pāoa,Ngāi Tai ki Tāmaki,Ngāti Hako,Te Ākitai Waiohua | 3.82 | 4 |  |  |  | no | 1 | 1 | 5 | CCTV NOT Available or Over 30 Years Old & Soil Type Not Available | 3.137 | 3 | 3 | 5 | 1 |  | 1 | Ocean Intercept | 5 | 0.895 | 0.6 | Diameter Used For Flow Approximation & Depth Available | 186.4957 | 18
1694 | 1847 | 16793 | 10009192 | 197467 | DSWHE | Whenuapai Branch | Gravity | Pipe | Bridged | OP | CONC | None | 1973-06-30 | 6.94 | 6.75 | dwg | WI | Transmission | Legacy | 2 |  |  | 4 | 750 | [5 empty] | 78281 | NA |  | 130.22 |  | WSL |  | Te Kawerau a Maki,Ngāti Whātua,Ngāti Maru,Ngāti Whātua o Kaipara,Ngāti Whātua o Ōrākei,Ngāti Tamaoho,Ngāti Tamaterā,Ngāti Hako,Te Ākitai Waiohua | 3 | 3 | 3 | 2017 | CCTV Footage Review Log South_Latest.xls | no | 1 | 1 | 2 | CCTV Available (0-10 Years Old) & Soil Type Not Available | 3.137 | 3 | 3 | 5 | 1 |  | 1 | Ocean Intercept, Significant Ecological Area - SEA-M2-55a | 5 | 0.895 | 0.6 | Diameter Used For Flow Approximation & Depth Available | 130.2208 | 14
2447 | 2662 | 17114 | 10007241 | 196311 | DSOTB | Otara Branch | Gravity | Pipe | Bridged | OP | CLS | None | 1961-06-30 | 3.38 | 3.3 | dwg | SI | Transmission | Legacy | 2 |  |  | 4 | 600 | [5 empty] | 76420 | NA |  | 11.07 |  | WSL |  | Waikato,Te Kawerau a Maki,Ngāti Maru,Ngāti Tamaoho,Ngāti Whanaunga,Ngāti Tamaterā,Ngāti Pāoa,Ngāi Tai ki Tāmaki,Ngāti Hako,Te Ākitai Waiohua | 3.71 | 4 | 3 | 2000 | te puna wai | no | 1 | 1 | 5 | CCTV Available (20-30 Years Old) & Soil Type Not Available | 3.137 | 3 | 3 | 5 | 1 |  | 1 |  | 5 | 0.895 | 0.6 | Diameter Used For Flow Approximation & Depth Available | 11.072 | 18
2762 | 3004 | 302823 | 10064130 | 193177 | DPONE | PS 23 Hillsborough | Rising | Pipe | Buried | OP | SS | None | 2008-06-25 |  |  | dwg | WI | Transmission | DC10061 | 2 |  |  | 4 | 750 | [5 empty] | 71490 | NA |  | 1 |  | WSL |  | Te Kawerau a Maki,Ngāti Whātua,Ngāti Maru,Ngāti Whātua o Ōrākei,Ngāti Hako,Te Ākitai Waiohua | 1 | 1 |  |  |  | no | 1 | 1 | 1 | CCTV NOT Available or Over 30 Years Old & Soil Type Available | 3.137 | 3 | 3 | 5 | 1 | Safe Swim Beach | 1 | Ocean Intercept | 5 | 0.895 | 0.6 | Diameter Used For Flow Approximation & Depth Available | 0.99995 | 4
741 | 779 | 14826 | 10006608 | 195544 | DSMTW | Mt Wellington Branch | Gravity | Pipe | Buried | OP | CONC | None | 1961-06-30 | 17.16 | 15.65 | dwg | EI | Transmission | Legacy | 2 |  |  | 4 | 300 | [5 empty] | 75959 | NA |  | 84.2 |  | WSL |  | Waikato,Te Kawerau a Maki,Ngāti Whātua,Ngāti Maru,Ngāti Whātua o Ōrākei,Ngāti Tamaoho,Ngāti Whanaunga,Ngāti Tamaterā,Ngāti Pāoa,Ngāi Tai ki Tāmaki,Ngāti Hako,Te Ākitai Waiohua | 2.24 | 2 | 2 | 2017 | CCTV Footage Review Log South_Latest.xls | no | 1 | 1 | 3 | CCTV Available (0-10 Years Old) & Soil Type Available | 3.1369 | 3 | 1 | 1 | 3.5 | Property Parcels, Building Outlines | 1 |  | 1 | 1.27 | 0.015681 | Modelled Flow Data Used & Depth Available | 84.2025 | 8
949 | 1002 | 31992 | 10009567 | 198011 | DSWSL | Westlynn Branch | Gravity | Pipe | Buried | OP | VC | None | 1958-06-30 |  |  | 0.1s | WI | Transmission | JR07056 | 2 |  |  | 4 | 225 | [5 empty] | 78652 | NA |  | 13.7 |  | WSL |  | Waikato,Te Kawerau a Maki,Ngāti Whātua,Ngāti Whātua o Ōrākei,Ngāti Tamaoho,Ngāti Tamaterā,Te Ākitai Waiohua | 3 | 3 | 3 | 2015 | te puna wai | no | 5 | 3 | 2 | CCTV Available (0-10 Years Old) & Soil Type Available | 3.1365 | 3 | 1 | 1 | 2.5 | Property Parcels | 4 | NZ River Lines | 1.5 | 1.26 | 0.0030886 | Modelled Flow Data Used & Depth Available | 13.6954 | 14
1612 | 1757 | 16379 | 10005095 | 193962 | DSBBH | Bucklands Beach Branch | Gravity | Pipe | Buried | OP | CONC | RIBLO | 1966-06-30 | 30.07 | 29.27 | dwg | HI | Transmission | Legacy | 2 |  |  | 4 | 300 | CCTV | CCTV | CCTV | CCTV | CONS | 74614 | NA |  | 64.65 | CCTV | WSL |  | Waikato,Ngāti Maru,Ngāti Tamaoho,Te Patukirikiri,Ngāti Whanaunga,Ngāti Tamaterā,Ngāti Pāoa,Ngāi Tai ki Tāmaki,Ngāti Hako,Te Ākitai Waiohua | 4 | 4 | 4 | 2018 | te puna wai | no | 1 | 1 | 1 | CCTV Available (0-10 Years Old) & Soil Type Available | 3.1363 | 3 | 1 | 1 | 3.5 | Property Parcels, Building Outlines | 1 |  | 1 | 1.27 | 0.016148 | Modelled Flow Data Used & Depth Available | 64.6494 | 18
2241 | 2451 | 17001 | 10009614 | 198017 | DSWYN | Weymouth North Branch | Gravity | Pipe | Buried | OP | AC | None | 1980-06-30 | 10.62 | 10.26 | dwg | SW | Transmission | Legacy | 2 |  |  | 4 | 375 | [5 empty] | 78680 | NA |  | 123.75 |  | WSL |  | Waikato,Te Kawerau a Maki,Ngāti Maru,Ngāti Tamaoho,Ngāti Whanaunga,Ngāti Tamaterā,Ngāi Tai ki Tāmaki,Ngāti Hako,Te Ākitai Waiohua | 2 | 2 | 2 | 2008 | CCTV Footage Review Log South_Latest.xls | no | 1 | 1 | 2 | CCTV Available (10-20 Years Old) & Soil Type Available | 3.1363 | 3 | 1 | 1 | 3.5 | Property Parcels, Building Outlines | 1 |  | 1 | 1.27 | 0.016231 | Modelled Flow Data Used & Depth Available | 123.7469 | 8
2240 | 2450 | 17002 | 10009615 | 197404 | DSWYN | Weymouth North Branch | Gravity | Pipe | Buried | OP | AC | None | 1980-06-30 | 11.08 | 10.62 | dwg | SW | Transmission | Legacy | 2 |  |  | 4 | 375 | [5 empty] | 78681 | NA |  | 120.84 |  | WSL |  | Waikato,Te Kawerau a Maki,Ngāti Maru,Ngāti Tamaoho,Ngāti Tamaterā,Ngāi Tai ki Tāmaki,Ngāti Hako,Te Ākitai Waiohua | 2 | 2 | 2 | 2008 | CCTV Footage Review Log South_Latest.xls | no | 1 | 1 | 2 | CCTV Available (10-20 Years Old) & Soil Type Available | 3.1362 | 3 | 1 | 1 | 3.5 | Property Parcels, Building Outlines | 1 |  | 1 | 1.27 | 0.016235 | Modelled Flow Data Used & Depth Available | 120.8403 | 8
1613 | 1758 | 16378 | 10005094 | 193909 | DSBBH | Bucklands Beach Branch | Gravity | Pipe | Buried | OP | CONC | RIBLO | 1966-06-30 | 29.27 | 28.2 | dwg | HI | Transmission | Legacy | 2 |  |  | 4 | 300 | CCTV | CCTV | CCTV | CCTV | CONS | 74613 | NA |  | 85.39 | CCTV | WSL |  | Waikato,Ngāti Maru,Ngāti Tamaoho,Te Patukirikiri,Ngāti Whanaunga,Ngāti Tamaterā,Ngāti Pāoa,Ngāi Tai ki Tāmaki,Ngāti Hako,Te Ākitai Waiohua | 4 | 4 | 4 | 2018 | te puna wai | no | 1 | 1 | 1 | CCTV Available (0-10 Years Old) & Soil Type Available | 3.1359 | 3 | 1 | 1 | 3.5 | Property Parcels, Building Outlines | 1 |  | 1 | 1.27 | 0.016498 | Modelled Flow Data Used & Depth Available | 85.3898 | 18
927 | 978 | 16269 | 10004258 | 193314 | DSB04 | Branch 4 Hardinge Street | Gravity | Pipe | Tunnelled | OP | VC | None | 1920-06-30 | 7.58 | 5.89 | dwg | OM | Transmission | Legacy | 2 |  |  | 4 | 300 | [5 empty] | 74053 | NA |  | 167.39 |  | WSL |  | Te Kawerau a Maki,Ngāti Whātua,Ngāti Maru,Ngāti Whātua o Ōrākei,Ngāti Tamaoho,Te Patukirikiri,Ngāti Tamaterā,Ngāti Pāoa,Ngāi Tai ki Tāmaki,Ngāti Hako,Te Ākitai Waiohua | 3.07 | 3 | 3 | 2014 | te puna wai | no | 1 | 1 | 4 | CCTV Available (0-10 Years Old) & Soil Type Available | 3.1357 | 3 | 1 | 1 | 3.5 | Building Outlines, Public Park & Sports Area | 1 | Mana Whenua - Te Paneiriiri, Place Of Historic Heritage - Original foreshore sea wall | 1 | 1.27 | 0.01673 | Modelled Flow Data Used & Depth Available | 167.5217 | 14
773 | 812 | 16383 | 10005051 | 193939 | DSBBH | Bucklands Beach Branch | Gravity | Pipe | Buried | OP | CONC | None | 1966-06-30 | -2.32 | -2.33 | appr | HI | Transmission | Legacy | 2 |  |  | 4 | 375 | [5 empty] | 74618 | NA |  | 3.65 |  | WSL |  | Waikato,Ngāti Maru,Ngāti Tamaoho,Te Patukirikiri,Ngāti Whanaunga,Ngāti Tamaterā,Ngāti Pāoa,Ngāi Tai ki Tāmaki,Ngāti Hako,Te Ākitai Waiohua | 2 | 2 | 2 | 2014 | te puna wai | no | 1 | 3 | 2 | CCTV Available (0-10 Years Old) & Soil Type Available | 3.1356 | 3 | 1 | 1 | 3.5 | Property Parcels, Building Outlines | 1 |  | 1 | 1.27 | 0.016798 | Modelled Flow Data Used & Depth Available | 3.6459 | 8
740 | 778 | 14825 | 10006607 | 195930 | DSMTW | Mt Wellington Branch | Gravity | Pipe | Buried | OP | CONC | None | 1961-06-30 | 15.65 | 14.92 | dwg | EI | Transmission | Legacy | 2 |  |  | 4 | 381 | [5 empty] | 75958 | NA |  | 100.87 |  | WSL |  | Waikato,Te Kawerau a Maki,Ngāti Whātua,Ngāti Maru,Ngāti Whātua o Ōrākei,Ngāti Tamaoho,Ngāti Whanaunga,Ngāti Tamaterā,Ngāti Pāoa,Ngāi Tai ki Tāmaki,Ngāti Hako,Te Ākitai Waiohua | 2.24 | 2 | 2 | 2017 | CCTV Footage Review Log South_Latest.xls | no | 1 | 1 | 3 | CCTV Available (0-10 Years Old) & Soil Type Available | 3.1355 | 3 | 1 | 1 | 3.5 | Property Parcels, Building Outlines | 1 |  | 1 | 1.27 | 0.016891 | Modelled Flow Data Used & Depth Available | 100.8685 | 8
3394 | 3663 | 922535 | 10089395 | 193924 | DSBBN | Browns Bay North Branch Sewer TS7C | Gravity | Pipe | Buried | OP | CONC | None | 1979-01-01 |  |  | dwg | NI | Transmission | Legacy | 2 |  |  | 4 | 381 | [5 empty] | 64123 | NA |  | 73.23 |  | WSL |  | Te Kawerau a Maki,Ngāti Whātua,Ngāti Maru,Ngāti Whātua o Ōrākei,Ngāti Tamaoho,Ngāti Manuhiri,Te Patukirikiri,Ngāti Whanaunga,Ngāti Tamaterā,Ngāti Pāoa,Ngāi Tai ki Tāmaki,Ngāti Hako,Te Ākitai Waiohua | 2.46 | 2 |  |  |  | no | 5 | 1 | 2 | CCTV NOT Available or Over 30 Years Old & Soil Type Available | 3.1269 | 3 | 1 | 1 | 2.5 | Property Parcels, Public Park & Sports Area | 4 | NZ River Lines | 1.5 | 1.26 | 0.011485 | Modelled Flow Data Used & Depth Available | 73.2271 | 8
3699 | 3974 | 907213 | 10089397 | 194170 | DSBBN | Browns Bay North Branch Sewer TS7C | Gravity | Pipe | Buried | OP | PVC-U | None | 1985-01-01 |  |  | dwg | NI | Transmission | Legacy | 2 |  |  | 4 | 300 | [5 empty] | 64125 | NA |  | 30.83 |  | WSL |  | Te Kawerau a Maki,Ngāti Whātua,Ngāti Maru,Ngāti Whātua o Ōrākei,Ngāti Tamaoho,Ngāti Manuhiri,Te Patukirikiri,Ngāti Whanaunga,Ngāti Tamaterā,Ngāti Pāoa,Ngāi Tai ki Tāmaki,Ngāti Hako,Te Ākitai Waiohua | 1.76 | 2 |  |  |  | no | 5 | 1 | 1 | CCTV NOT Available or Over 30 Years Old & Soil Type Available | 3.1269 | 3 | 1 | 1 | 2.5 | Property Parcels | 4 | NZ River Lines | 1.5 | 1.26 | 0.011485 | Modelled Flow Data Used & Depth Available | 30.8296 | 8
135 | 141 | 16096 | 10005914 | 194774 | DSHIN | Howick Interceptor | Gravity | Pipe | Buried | OP | CONC | None | 1964-06-30 | 4.36 | 4.24 | dwg | HI | Transmission | Legacy | 1 |  |  | 4 | 1050 | [5 empty] | 75391 | NA |  | 87.53 |  | WSL |  | Waikato,Ngāti Maru,Ngāti Tamaoho,Ngāti Whanaunga,Ngāti Tamaterā,Ngāti Pāoa,Ngāi Tai ki Tāmaki,Ngāti Hako,Te Ākitai Waiohua | 2 | 2 | 2 | 2015 | CCTV Footage Review Log South_Latest.xls | no | 1 | 3 | 2 | CCTV Available (0-10 Years Old) & Soil Type Available | 3.1268 | 3 | 4 | 4 | 2.5 | Property Parcels, Building Outlines | 1 |  | 1 | 1.15 | 0.11902 | Modelled Flow Data Used & Depth Available | 87.5341 | 8
382 | 398 | 16095 | 10005913 | 195454 | DSHIN | Howick Interceptor | Gravity | Pipe | Buried | OP | CONC | None | 1964-06-30 | 4.24 | 4.14 | dwg | HI | Transmission | Legacy | 1 |  |  | 4 | 1050 | [5 empty] | 75390 | NA |  | 76.68 |  | WSL |  | Waikato,Ngāti Maru,Ngāti Tamaoho,Ngāti Whanaunga,Ngāti Tamaterā,Ngāti Pāoa,Ngāi Tai ki Tāmaki,Ngāti Hako,Te Ākitai Waiohua | 2 | 2 | 2 | 2015 | CCTV Footage Review Log South_Latest.xls | no | 1 | 3 | 2 | CCTV Available (0-10 Years Old) & Soil Type Available | 3.1267 | 3 | 4 | 4 | 2.5 | Property Parcels | 1 |  | 1 | 1.15 | 0.11896 | Modelled Flow Data Used & Depth Available | 76.6801 | 8
383 | 399 | 16097 | 10005915 | 195299 | DSHIN | Howick Interceptor | Gravity | Pipe | Buried | OP | CONC | None | 1964-06-30 | 4.54 | 4.36 | dwg | HI | Transmission | Legacy | 1 |  |  | 4 | 1050 | [5 empty] | 75392 | NA |  | 136.48 |  | WSL |  | Waikato,Ngāti Maru,Ngāti Tamaoho,Ngāti Whanaunga,Ngāti Tamaterā,Ngāti Pāoa,Ngāi Tai ki Tāmaki,Ngāti Hako,Te Ākitai Waiohua | 2 | 2 | 2 | 2015 | CCTV Footage Review Log South_Latest.xls | no | 1 | 3 | 2 | CCTV Available (0-10 Years Old) & Soil Type Available | 3.1266 | 3 | 4 | 4 | 2.5 | Property Parcels, Building Outlines | 1 |  | 1 | 1.15 | 0.11889 | Modelled Flow Data Used & Depth Available | 136.4781 | 8
3544 | 3817 | 909646 | 10089586 | 194036 | DSBHV | Beach Haven Branch Sewer TS10 | Gravity | Pipe | Buried | OP | CONC | None | 1961-01-01 |  |  | dwg | NI | Transmission | Legacy | 2 |  |  | 4 | 300 | [5 empty] | 64239 | NA |  | 29.92 |  | WSL |  | Te Kawerau a Maki,Ngāti Whātua,Ngāti Maru,Ngāti Whātua o Ōrākei,Ngāti Tamaoho,Ngāti Manuhiri,Ngāti Tamaterā,Ngāi Tai ki Tāmaki,Ngāti Hako,Te Ākitai Waiohua | 3.17 | 3 |  |  |  | no | 5 | 1 | 3 | CCTV NOT Available or Over 30 Years Old & Soil Type Available | 3.126 | 3 | 1 | 1 | 2.5 | Property Parcels | 4 | NZ River Lines | 1.5 | 1.26 | 0.012251 | Modelled Flow Data Used & Depth Available | 29.9225 | 14
579 | 602 | 16129 | 10005921 | 195456 | DSHIN | Howick Interceptor | Gravity | Pipe | Buried | OP | CONC | None | 1964-06-30 | 5.42 | 5.25 | dwg | HI | Transmission | Legacy | 1 |  |  | 4 | 1050 | [5 empty] | 75398 | NA |  | 123.26 |  | WSL |  | Waikato,Ngāti Maru,Ngāti Tamaoho,Ngāti Whanaunga,Ngāti Tamaterā,Ngāti Pāoa,Ngāi Tai ki Tāmaki,Ngāti Hako,Te Ākitai Waiohua | 2 | 2 | 2 | 2015 | CCTV Footage Review Log South_Latest.xls | no | 1 | 3 | 2 | CCTV Available (0-10 Years Old) & Soil Type Available | 3.1259 | 3 | 4 | 4 | 2.5 | Property Parcels, Building Outlines | 1 |  | 1 | 1.15 | 0.11838 | Modelled Flow Data Used & Depth Available | 123.2611 | 8
372 | 387 | 16099 | 10005917 | 195455 | DSHIN | Howick Interceptor | Gravity | Pipe | Buried | OP | CONC | None | 1964-06-30 | 4.82 | 4.66 | dwg | HI | Transmission | Legacy | 1 |  |  | 4 | 1050 | [5 empty] | 75394 | NA |  | 116.87 |  | WSL |  | Waikato,Ngāti Maru,Ngāti Tamaoho,Ngāti Whanaunga,Ngāti Tamaterā,Ngāti Pāoa,Ngāi Tai ki Tāmaki,Ngāti Hako,Te Ākitai Waiohua | 2 | 2 | 2 | 2015 | CCTV Footage Review Log South_Latest.xls | no | 1 | 3 | 2 | CCTV Available (0-10 Years Old) & Soil Type Available | 3.1259 | 3 | 4 | 4 | 2.5 | Property Parcels, Building Outlines | 1 |  | 1 | 1.15 | 0.11837 | Modelled Flow Data Used & Depth Available | 116.87 | 8
476 | 496 | 16098 | 10005916 | 194928 | DSHIN | Howick Interceptor | Gravity | Pipe | Buried | OP | CONC | None | 1964-06-30 | 4.66 | 4.54 | dwg | HI | Transmission | Legacy | 1 |  |  | 4 | 1050 | [5 empty] | 75393 | NA |  | 102.09 |  | WSL |  | Waikato,Ngāti Maru,Ngāti Tamaoho,Ngāti Whanaunga,Ngāti Tamaterā,Ngāti Pāoa,Ngāi Tai ki Tāmaki,Ngāti Hako,Te Ākitai Waiohua | 2 | 2 | 2 | 2015 | CCTV Footage Review Log South_Latest.xls | no | 1 | 3 | 2 | CCTV Available (0-10 Years Old) & Soil Type Available | 3.1258 | 3 | 4 | 4 | 2.5 | Property Parcels, Building Outlines | 1 |  | 1 | 1.15 | 0.11829 | Modelled Flow Data Used & Depth Available | 102.0863 | 8
1261 | 1350 | 16753 | 10009168 | 197254 | DSWHE | Whenuapai Branch | Gravity | Pipe | Buried | OP | CONC | None | 1965-06-30 | 0.63 | 0.5 | dwg | WI | Transmission | Legacy | 2 |  |  | 4 | 750 | [5 empty] | 78258 | NA |  | 52.46 |  | WSL |  | Te Kawerau a Maki,Ngāti Whātua,Ngāti Whātua o Ōrākei,Ngāti Tamaoho,Ngāti Tamaterā,Te Ākitai Waiohua | 2 | 2 | 2 | 2017 | CCTV Footage Review Log South_Latest.xls | no | 1 | 3 | 2 | CCTV Available (0-10 Years Old) & Soil Type Available | 3.1232 | 3 | 3 | 3 | 2.5 | Property Parcels | 1 |  | 5 | 1.23 | 0.069694 | Modelled Flow Data Used & Depth Available | 52.4599 | 8
652 | 681 | 15276 | 10004478 | 193373 | DSB08 | Branch 8 Mt Albert | Gravity | Pipe | Buried | OP | CONC | None | 1920-06-30 | 12.17 | 12.06 | dwg | OM | Transmission | Legacy | 2 |  |  | 4 | 600 | [5 empty] | 74201 | NA |  | 28.72 |  | WSL |  | Te Kawerau a Maki,Ngāti Whātua,Ngāti Maru,Ngāti Whātua o Ōrākei,Ngāti Tamaoho,Ngāti Tamaterā,Ngāi Tai ki Tāmaki,Ngāti Hako,Te Ākitai Waiohua | 3.72 | 4 | 1 | 2013 | te puna wai | no | 5 | 3 | 5 | CCTV Available (10-20 Years Old) & Soil Type Available | 3.1229 | 3 | 3 | 3 | 2.5 | Property Parcels | 1 | Aquifer - Western Springs Volcanic Aquifer | 5 | 1.23 | 0.068822 | Modelled Flow Data Used & Depth Available | 28.7176 | 18
1262 | 1351 | 16754 | 10009169 | 197935 | DSWHE | Whenuapai Branch | Gravity | Pipe | Buried | OP | CONC | None | 1965-06-30 | 0.89 | 0.63 | dwg | WI | Transmission | Legacy | 2 |  |  | 4 | 750 | [5 empty] | 78259 | NA |  | 109.34 |  | WSL |  | Te Kawerau a Maki,Ngāti Whātua,Ngāti Whātua o Ōrākei,Ngāti Tamaoho,Ngāti Tamaterā,Te Ākitai Waiohua | 2 | 2 | 2 | 2017 | CCTV Footage Review Log South_Latest.xls | no | 1 | 1 | 2 | CCTV Available (0-10 Years Old) & Soil Type Available | 3.1226 | 3 | 3 | 3 | 2.5 | Property Parcels | 1 |  | 5 | 1.23 | 0.068201 | Modelled Flow Data Used & Depth Available | 109.3358 | 8
3930 | 4208 | 925055 | 10090183 | 194604 | DSECB | East Coast Bays Branch Sewer TS7 | Gravity | Pipe | Buried | OP | PE | None | 2003-07-16 |  |  | dwg | NI | Transmission | Legacy | 2 |  |  | 4 | 310 | [5 empty] | 64598 | NA |  | 46.65 |  | WSL |  | Te Kawerau a Maki,Ngāti Whātua,Ngāti Maru,Ngāti Whātua o Ōrākei,Ngāti Tamaoho,Ngāti Manuhiri,Te Patukirikiri,Ngāti Whanaunga,Ngāti Tamaterā,Ngāti Pāoa,Ngāi Tai ki Tāmaki,Ngāti Hako,Te Ākitai Waiohua | 2 | 2 | 2 | 2015 | te puna wai | no | 3 | 3 | 1 | CCTV Available (0-10 Years Old) & Soil Type Not Available | 3.1225 | 3 | 1 | 1 | 2.5 | Property Parcels | 4 | NZ River Lines | 1.5 | 1.26 | 0.015314 | Modelled Flow Data Used & Depth Available | 46.6522 | 8
211 | 223 | 16142 | 10005934 | 194779 | DSHIN | Howick Interceptor | Gravity | Pipe | Buried | OP | CONC | None | 1964-06-30 | 6.77 | 6.64 | dwg | HI | Transmission | Legacy | 1 |  |  | 4 | 1050 | [5 empty] | 75411 | NA |  | 98.47 |  | WSL |  | Waikato,Ngāti Maru,Ngāti Tamaoho,Ngāti Whanaunga,Ngāti Tamaterā,Ngāti Pāoa,Ngāi Tai ki Tāmaki,Ngāti Hako,Te Ākitai Waiohua | 2 | 2 | 2 | 2015 | CCTV Footage Review Log South_Latest.xls | no | 1 | 3 | 2 | CCTV Available (0-10 Years Old) & Soil Type Available | 3.1222 | 3 | 4 | 4 | 2.5 | Property Parcels | 1 |  | 1 | 1.15 | 0.11543 | Modelled Flow Data Used & Depth Available | 98.4683 | 8
492 | 515 | 16143 | 10005935 | 195304 | DSHIN | Howick Interceptor | Gravity | Pipe | Buried | OP | CONC | None | 1964-06-30 | 6.9 | 6.77 | dwg | HI | Transmission | Legacy | 1 |  |  | 4 | 1050 | [5 empty] | 75412 | NA |  | 101.36 |  | WSL |  | Waikato,Ngāti Maru,Ngāti Tamaoho,Ngāti Whanaunga,Ngāti Tamaterā,Ngāti Pāoa,Ngāi Tai ki Tāmaki,Ngāti Hako,Te Ākitai Waiohua | 2 | 2 | 2 | 2015 | CCTV Footage Review Log South_Latest.xls | no | 1 | 3 | 2 | CCTV Available (0-10 Years Old) & Soil Type Available | 3.122 | 3 | 4 | 4 | 2.5 | Property Parcels, Building Outlines | 1 |  | 1 | 1.15 | 0.11528 | Modelled Flow Data Used & Depth Available | 101.3579 | 8
32 | 34 | 16149 | 10005956 | 194938 | DSHIN | Howick Interceptor | Gravity | Pipe | Buried | OP | CONC | None | 1964-06-30 | 10.1 | 9.76 | dwg | HI | Transmission | Legacy | 1 |  |  | 4 | 600 | [5 empty] | 75433 | NA |  | 82.49 |  | WSL |  | Waikato,Ngāti Maru,Ngāti Tamaoho,Ngāti Whanaunga,Ngāti Tamaterā,Ngāti Pāoa,Ngāi Tai ki Tāmaki,Ngāti Hako,Te Ākitai Waiohua | 3 | 3 | 3 | 2015 | CCTV Footage Review Log South_Latest.xls | no | 1 | 3 | 2 | CCTV Available (0-10 Years Old) & Soil Type Available | 3.1212 | 3 | 3 | 3 | 2.5 | Property Parcels | 1 |  | 5 | 1.23 | 0.064655 | Modelled Flow Data Used & Depth Available | 82.4857 | 14
2183 | 2393 | 15266 | 10004490 | 193382 | DSB08 | Branch 8 Mt Albert | Gravity | Pipe | Buried | OP | CONC | None | 1920-06-30 | 18.01 | 17.78 | dwg | OM | Transmission | Legacy | 2 |  |  | 4 | 750 | [5 empty] | 74213 | NA |  | 115.75 |  | WSL |  | Waikato,Te Kawerau a Maki,Ngāti Whātua,Ngāti Maru,Ngāti Whātua o Ōrākei,Ngāti Tamaoho,Ngāti Tamaterā,Ngāi Tai ki Tāmaki,Ngāti Hako,Te Ākitai Waiohua | 3.57 | 4 | 1 | 2013 | te puna wai | no | 5 | 1 | 5 | CCTV Available (10-20 Years Old) & Soil Type Available | 3.1209 | 3 | 3 | 3 | 2.5 | Property Parcels | 1 | Aquifer - Western Springs Volcanic Aquifer | 5 | 1.23 | 0.063877 | Modelled Flow Data Used & Depth Available | 115.7487 | 18
2602 | 2825 | 14905 | 10006757 | 195821 | DSONE | Onehunga Branch | Gravity | Pipe | Buried | OP | CONC | None | 1962-06-30 | 3.37 | 2.92 | dwg | WI | Transmission | Legacy | 2 |  |  | 4 | 750 | [5 empty] | 76070 | NA |  | 82.03 |  | WSL |  | Waikato,Te Kawerau a Maki,Ngāti Whātua,Ngāti Maru,Ngāti Whātua o Ōrākei,Ngāti Tamaoho,Ngāti Tamaterā,Ngāti Pāoa,Ngāi Tai ki Tāmaki,Ngāti Hako,Te Ākitai Waiohua | 2.24 | 2 | 2 | 2021 | CCTV Footage Review Log South_Latest.xls | yes | 1 | 1 | 3 | CCTV Available (0-10 Years Old) & Soil Type Available | 3.1203 | 3 | 3 | 3 | 2.5 | Property Parcels | 1 | Aquifer - Onehunga Volcanic Aquifer | 5 | 1.23 | 0.062374 | Modelled Flow Data Used & Depth Available | 82.029 | 8
1512 | 1625 | 16856 | 10008479 | 197570 | DSSWN | Swanson Branch | Gravity | Pipe | Buried | OP | CONC | None | 1965-06-30 | -0.43 | -0.58 | dwg | WI | Transmission | Legacy | 2 |  |  | 4 | 724 | [5 empty] | 77743 | NA |  | 76.45 |  | WSL |  | Te Kawerau a Maki,Ngāti Whātua,Ngāti Whātua o Ōrākei,Ngāti Tamaoho,Ngāti Tamaterā,Te Ākitai Waiohua | 2.33 | 2 | 2 | 2009 | te puna wai | no | 5 | 1 | 2 | CCTV Available (10-20 Years Old) & Soil Type Available | 3.1187 | 3 | 3 | 3 | 2.5 | Property Parcels | 1 | Ocean Intercept, Significant Ecological Area - SEA-M2-55a | 5 | 1.23 | 0.058485 | Modelled Flow Data Used & Depth Available | 76.4462 | 8
622 | 646 | 2098836 | 10076783 | 196989 | DSSWI | Southwestern Interceptor | Gravity | Pipe | Buried | OP | CONC | None | 2012-03-03 | 13.38 | 11.34 | 0.1s | SW | Transmission | T0000231 | 1 |  |  | 4 | 1500 | [5 empty] | 77567 | NA |  | 395.76 |  | WSL |  | Waikato,Ngāti Maru,Ngāti Tamaoho,Ngāti Whanaunga,Ngāti Tamaterā,Ngāi Tai ki Tāmaki,Ngāti Hako,Te Ākitai Waiohua | 2 | 2 | 2 | 2016 | te puna wai | no | 1 | 1 | 1 | CCTV Available (0-10 Years Old) & Soil Type Available | 3.1181 | 3 | 5 | 5 | 1 |  | 1 |  | 5 | 0.895 | 0.21832 | Modelled Flow Data Used & Depth Available | 395.7632 | 8
907 | 957 | 16341 | 10005056 | 194133 | DSBBH | Bucklands Beach Branch | Gravity | Pipe | Buried | OP | CONC | None | 1966-06-30 | 9.21 | 9.17 | dwg | HI | Transmission | Legacy | 2 |  |  | 4 | 675 | [5 empty] | 74575 | NA |  | 19.31 |  | WSL |  | Waikato,Ngāti Maru,Ngāti Tamaoho,Ngāti Whanaunga,Ngāti Tamaterā,Ngāti Pāoa,Ngāi Tai ki Tāmaki,Ngāti Hako,Te Ākitai Waiohua | 2 | 2 | 2 | 2018 | te puna wai | no | 1 | 3 | 2 | CCTV Available (0-10 Years Old) & Soil Type Available | 3.1175 | 3 | 3 | 3 | 2.5 | Property Parcels | 1 |  | 5 | 1.23 | 0.055486 | Modelled Flow Data Used & Depth Available | 19.3126 | 8
1511 | 1618 | 16861 | 10008484 | 197054 | DSSWN | Swanson Branch | Gravity | Pipe | Buried | OP | CONC | None | 1965-06-30 | 0.79 | 0.55 | dwg | WI | Transmission | Legacy | 2 |  |  | 4 | 750 | [5 empty] | 77751 | NA |  | 125.02 |  | WSL |  | Te Kawerau a Maki,Ngāti Whātua,Ngāti Whātua o Ōrākei,Ngāti Tamaoho,Ngāti Tamaterā,Te Ākitai Waiohua | 2.33 | 2 | 2 | 2009 | te puna wai | no | 5 | 1 | 2 | CCTV Available (10-20 Years Old) & Soil Type Available | 3.1165 | 3 | 3 | 3 | 2.5 | Property Parcels | 1 |  | 5 | 1.23 | 0.053034 | Modelled Flow Data Used & Depth Available | 125.0198 | 8
20 | 20 | 16162 | 10005972 | 194942 | DSHIN | Howick Interceptor | Gravity | Pipe | Buried | OP | CONC | None | 1964-06-30 | 15.14 | 14.77 | dwg | HI | Transmission | Legacy | 1 |  |  | 4 | 600 | [5 empty] | 75449 | NA |  | 88.8 |  | WSL |  | Waikato,Ngāti Maru,Ngāti Tamaoho,Ngāti Whanaunga,Ngāti Tamaterā,Ngāti Pāoa,Ngāi Tai ki Tāmaki,Ngāti Hako,Te Ākitai Waiohua | 2 | 2 | 2 | 2015 | CCTV Footage Review Log South_Latest.xls | no | 1 | 3 | 2 | CCTV Available (0-10 Years Old) & Soil Type Available | 3.1162 | 3 | 3 | 3 | 2.5 | Property Parcels | 1 |  | 5 | 1.23 | 0.052336 | Modelled Flow Data Used & Depth Available | 88.7998 | 8
21 | 21 | 16161 | 10005971 | 195313 | DSHIN | Howick Interceptor | Gravity | Pipe | Buried | OP | CONC | None | 1964-06-30 | 14.77 | 14.39 | dwg | HI | Transmission | Legacy | 1 |  |  | 4 | 600 | [5 empty] | 75448 | NA |  | 90.88 |  | WSL |  | Waikato,Ngāti Maru,Ngāti Tamaoho,Ngāti Whanaunga,Ngāti Tamaterā,Ngāti Pāoa,Ngāi Tai ki Tāmaki,Ngāti Hako,Te Ākitai Waiohua | 3 | 3 | 3 | 2015 | CCTV Footage Review Log South_Latest.xls | no | 1 | 3 | 2 | CCTV Available (0-10 Years Old) & Soil Type Available | 3.1161 | 3 | 3 | 3 | 2.5 | Property Parcels | 1 |  | 5 | 1.23 | 0.052201 | Modelled Flow Data Used & Depth Available | 90.8794 | 14
22 | 22 | 16160 | 10005970 | 194788 | DSHIN | Howick Interceptor | Gravity | Pipe | Buried | OP | CONC | None | 1964-06-30 | 14.39 | 13.94 | dwg | HI | Transmission | Legacy | 1 |  |  | 4 | 600 | [5 empty] | 75447 | NA |  | 114.04 |  | WSL |  | Waikato,Ngāti Maru,Ngāti Tamaoho,Ngāti Whanaunga,Ngāti Tamaterā,Ngāti Pāoa,Ngāi Tai ki Tāmaki,Ngāti Hako,Te Ākitai Waiohua | 2 | 2 | 2 | 2015 | CCTV Footage Review Log South_Latest.xls | no | 1 | 3 | 2 | CCTV Available (0-10 Years Old) & Soil Type Available | 3.1161 | 3 | 3 | 3 | 2.5 | Property Parcels | 1 |  | 5 | 1.23 | 0.052047 | Modelled Flow Data Used & Depth Available | 114.0444 | 8
895 | 945 | 16354 | 10005068 | 194142 | DSBBH | Bucklands Beach Branch | Gravity | Pipe | Buried | OP | CONC | None | 1966-06-30 | 12.91 | 12.57 | dwg | HI | Transmission | Legacy | 2 |  |  | 4 | 600 | [5 empty] | 74587 | NA |  | 112.53 |  | WSL |  | Waikato,Ngāti Maru,Ngāti Tamaoho,Te Patukirikiri,Ngāti Whanaunga,Ngāti Tamaterā,Ngāti Pāoa,Ngāi Tai ki Tāmaki,Ngāti Hako,Te Ākitai Waiohua | 2.27 | 2 | 2 | 2018 | te puna wai | no | 5 | 1 | 2 | CCTV Available (0-10 Years Old) & Soil Type Available | 3.1151 | 3 | 3 | 3 | 2.5 | Property Parcels | 1 |  | 5 | 1.23 | 0.049627 | Modelled Flow Data Used & Depth Available | 112.5286 | 8
1715 | 1868 | 17434 | 10009188 | 197466 | DSWHE | Whenuapai Branch | Gravity | Pipe | Buried | OP | CONC | None | 1965-06-30 | 6.44 | 6.41 | dwg | WI | Transmission | Legacy | 2 |  |  | 4 | 750 | [5 empty] | 78277 | NA |  | 11.65 |  | WSL |  | Te Kawerau a Maki,Ngāti Whātua,Ngāti Maru,Ngāti Whātua o Ōrākei,Ngāti Tamaoho,Ngāti Tamaterā,Ngāti Hako,Te Ākitai Waiohua | 2 | 2 | 2 | 2017 | CCTV Footage Review Log South_Latest.xls | no | 1 | 3 | 2 | CCTV Available (0-10 Years Old) & Soil Type Available | 3.1145 | 3 | 3 | 3 | 2.5 | Property Parcels | 1 |  | 5 | 1.23 | 0.048057 | Modelled Flow Data Used & Depth Available | 11.6512 | 8
2557 | 2780 | 15023 | 10005564 | 194971 | DSGLD | Glendowie Branch | Gravity | Pipe | Buried | OP | CONC | None | 1966-06-30 | 2.72 | 2.54 | dwg | EI | Transmission | Legacy | 2 |  |  | 4 | 675 | [5 empty] | 75024 | NA |  | 79.23 |  | WSL |  | Waikato,Te Kawerau a Maki,Ngāti Whātua,Ngāti Maru,Ngāti Whātua o Ōrākei,Ngāti Tamaoho,Te Patukirikiri,Ngāti Whanaunga,Ngāti Tamaterā,Ngāti Pāoa,Ngāi Tai ki Tāmaki,Ngāti Hako,Te Ākitai Waiohua | 2.33 | 2 | 2 | 2011 | CCTV Footage Review Log South_Latest.xls | no | 5 | 1 | 2 | CCTV Available (10-20 Years Old) & Soil Type Available | 3.1142 | 3 | 3 | 3 | 2.5 | Property Parcels | 1 |  | 5 | 1.23 | 0.047385 | Modelled Flow Data Used & Depth Available | 79.2276 | 8
2556 | 2779 | 15024 | 10005565 | 194466 | DSGLD | Glendowie Branch | Gravity | Pipe | Buried | OP | CONC | None | 1966-06-30 | 2.93 | 2.72 | dwg | EI | Transmission | Legacy | 2 |  |  | 4 | 675 | [5 empty] | 75025 | NA |  | 94.66 |  | WSL |  | Waikato,Te Kawerau a Maki,Ngāti Whātua,Ngāti Maru,Ngāti Whātua o Ōrākei,Ngāti Tamaoho,Te Patukirikiri,Ngāti Whanaunga,Ngāti Tamaterā,Ngāti Pāoa,Ngāi Tai ki Tāmaki,Ngāti Hako,Te Ākitai Waiohua | 3 | 3 | 3 | 2011 | CCTV Footage Review Log South_Latest.xls | no | 5 | 3 | 2 | CCTV Available (10-20 Years Old) & Soil Type Available | 3.1142 | 3 | 3 | 3 | 2.5 | Property Parcels | 1 |  | 5 | 1.23 | 0.047353 | Modelled Flow Data Used & Depth Available | 94.6554 | 14
623 | 647 | 2098839 | 10076777 | 197164 | DSSWI | Southwestern Interceptor | Gravity | Pipe | Buried | OP | CONC | None | 2012-03-03 | 11.32 | 9.51 | 0.1s | SW | Transmission | T0000231 | 1 |  |  | 4 | 1500 | [5 empty] | 77566 | NA |  | 351.52 |  | WSL |  | Waikato,Ngāti Maru,Ngāti Tamaoho,Ngāti Whanaunga,Ngāti Tamaterā,Ngāi Tai ki Tāmaki,Ngāti Hako,Te Ākitai Waiohua | 2 | 2 | 2 | 2016 | te puna wai | no | 1 | 1 | 1 | CCTV Available (0-10 Years Old) & Soil Type Available | 3.1142 | 3 | 5 | 5 | 1 |  | 1 |  | 5 | 0.895 | 0.21668 | Modelled Flow Data Used & Depth Available | 351.5154 | 8
2280 | 2491 | 16039 | 10007249 | 196313 | DSOTB | Otara Branch | Gravity | Pipe | Buried | OP | CONC | None | 1961-06-30 | 4.34 | 4.19 | appr | SI | Transmission | Legacy | 2 |  |  | 4 | 600 | [5 empty] | 76428 | NA |  | 87.07 |  | WSL |  | Waikato,Te Kawerau a Maki,Ngāti Maru,Ngāti Tamaoho,Ngāti Whanaunga,Ngāti Tamaterā,Ngāti Pāoa,Ngāi Tai ki Tāmaki,Ngāti Hako,Te Ākitai Waiohua | 2.67 | 3 | 2 | 2016 | CCTV Footage Review Log South_Latest.xls | no | 5 | 1 | 3 | CCTV Available (0-10 Years Old) & Soil Type Available | 3.114 | 3 | 3 | 3 | 2.5 | Property Parcels | 1 |  | 5 | 1.23 | 0.046915 | Modelled Flow Data Used & Depth Available | 87.0675 | 14
940 | 992 | 16318 | 10004187 | 193390 | DSB03 | Branch 3 Newmarket | Gravity | Pipe | Buried | OP | CONC | None | 1971-06-30 | 7.32 | 6.83 | dwg | OM | Transmission | Legacy | 2 |  |  | 4 | 635 | [5 empty] | 74005 | NA |  | 60.82 |  | WSL |  | Waikato,Te Kawerau a Maki,Ngāti Whātua,Ngāti Maru,Ngāti Whātua o Ōrākei,Ngāti Tamaoho,Te Patukirikiri,Ngāti Tamaterā,Ngāti Pāoa,Ngāi Tai ki Tāmaki,Ngāti Hako,Te Ākitai Waiohua | 2 | 2 | 2 | 2015 | te puna wai | no | 1 | 1 | 2 | CCTV Available (0-10 Years Old) & Soil Type Available | 3.1132 | 3 | 3 | 3 | 2.5 | Property Parcels | 1 |  | 5 | 1.23 | 0.04492 | Modelled Flow Data Used & Depth Available | 60.819 | 8
2281 | 2492 | 16038 | 10007250 | 196110 | DSOTB | Otara Branch | Gravity | Pipe | Buried | OP | CONC | None | 1961-06-30 | 4.56 | 4.34 | appr | SI | Transmission | Legacy | 2 |  |  | 4 | 600 | [5 empty] | 76429 | NA |  | 87.76 |  | WSL |  | Waikato,Te Kawerau a Maki,Ngāti Maru,Ngāti Tamaoho,Ngāti Whanaunga,Ngāti Tamaterā,Ngāti Pāoa,Ngāi Tai ki Tāmaki,Ngāti Hako,Te Ākitai Waiohua | 2.67 | 3 | 2 | 2016 | CCTV Footage Review Log South_Latest.xls | no | 5 | 1 | 3 | CCTV Available (0-10 Years Old) & Soil Type Available | 3.1129 | 3 | 3 | 3 | 2.5 | Property Parcels | 1 |  | 5 | 1.23 | 0.044261 | Modelled Flow Data Used & Depth Available | 87.7632 | 14
3058 | 3319 | 921379 | 10088763 | 197679 | DSTBY | Torbay Branch Sewer TS7B | Gravity | Pipe | Buried | OP | PVC-U | None | 1985-01-01 |  |  | dwg | NI | Transmission | Legacy | 2 |  |  | 4 | 300 | [5 empty] | 65372 | NA |  | 60.63 |  | WSL |  | Te Kawerau a Maki,Ngāti Whātua,Ngāti Maru,Ngāti Whātua o Ōrākei,Ngāti Tamaoho,Ngāti Manuhiri,Te Patukirikiri,Ngāti Whanaunga,Ngāti Tamaterā,Ngāti Pāoa,Ngāi Tai ki Tāmaki,Ngāti Hako,Te Ākitai Waiohua | 1.59 | 2 |  |  |  | no | 3 | 3 | 1 | CCTV NOT Available or Over 30 Years Old & Soil Type Not Available | 3.1121 | 3 | 1 | 1 | 2.5 | Property Parcels | 4 | NZ River Lines | 1.5 | 1.26 | 0.024502 | Modelled Flow Data Used & Depth Available | 60.6308 | 8
2247 | 2458 | 15127 | 10004397 | 193359 | DSB07 | Branch 7 Arch Hill | Gravity | Pipe | Buried | OP | CONC | None | 1976-06-30 | 15.05 | 14.44 | dwg | OM | Transmission | Legacy | 2 |  |  | 4 | 750 | [5 empty] | 74170 | NA |  | 73.43 |  | WSL |  | Te Kawerau a Maki,Ngāti Whātua,Ngāti Maru,Ngāti Whātua o Ōrākei,Ngāti Tamaoho,Ngāti Tamaterā,Ngāi Tai ki Tāmaki,Ngāti Hako,Te Ākitai Waiohua | 2.17 | 2 | 2 | 2016 | te puna wai | no | 3 | 3 | 2 | CCTV Available (0-10 Years Old) & Soil Type Available | 3.1116 | 3 | 3 | 3 | 2.5 | Property Parcels | 1 |  | 5 | 1.23 | 0.040982 | Modelled Flow Data Used & Depth Available | 73.4295 | 8
2163 | 2366 | 15015 | 10006771 | 195675 | DSONE | Onehunga Branch | Gravity | Pipe | Buried | OP | CONC | None | 1962-06-30 | 11.62 | 11.23 | dwg | WI | Transmission | Legacy | 2 |  |  | 4 | 675 | [5 empty] | 76084 | NA |  | 119.56 |  | WSL |  | Waikato,Te Kawerau a Maki,Ngāti Whātua,Ngāti Maru,Ngāti Whātua o Ōrākei,Ngāti Tamaoho,Ngāti Tamaterā,Ngāti Pāoa,Ngāi Tai ki Tāmaki,Ngāti Hako,Te Ākitai Waiohua | 2.24 | 2 | 2 | 2021 | CCTV Footage Review Log South_Latest.xls | yes | 1 | 1 | 3 | CCTV Available (0-10 Years Old) & Soil Type Available | 3.1115 | 3 | 3 | 3 | 2.5 | Property Parcels | 1 | Aquifer - Mt Wellington Volcanic Aquifer | 5 | 1.23 | 0.040863 | Modelled Flow Data Used & Depth Available | 119.5605 | 8
2161 | 2364 | 15017 | 10006773 | 195825 | DSONE | Onehunga Branch | Gravity | Pipe | Buried | OP | CONC | None | 1962-06-30 | 12.32 | 12.02 | dwg | WI | Transmission | Legacy | 2 |  |  | 4 | 675 | [5 empty] | 76086 | NA |  | 95.95 |  | WSL |  | Waikato,Te Kawerau a Maki,Ngāti Whātua,Ngāti Maru,Ngāti Whātua o Ōrākei,Ngāti Tamaoho,Ngāti Tamaterā,Ngāti Pāoa,Ngāi Tai ki Tāmaki,Ngāti Hako,Te Ākitai Waiohua | 2.24 | 2 | 2 | 2021 | CCTV Footage Review Log South_Latest.xls | yes | 1 | 1 | 3 | CCTV Available (0-10 Years Old) & Soil Type Available | 3.1115 | 3 | 3 | 3 | 2.5 | Property Parcels | 1 | Aquifer - Mt Wellington Volcanic Aquifer | 5 | 1.23 | 0.040654 | Modelled Flow Data Used & Depth Available | 95.9494 | 8
2158 | 2360 | 15005 | 10006777 | 195826 | DSONE | Onehunga Branch | Gravity | Pipe | Buried | OP | CONC | None | 1962-06-30 | 13.28 | 13.12 | dwg | WI | Transmission | Legacy | 2 |  |  | 4 | 675 | [5 empty] | 76090 | NA |  | 52.2 |  | WSL |  | Waikato,Te Kawerau a Maki,Ngāti Whātua,Ngāti Maru,Ngāti Whātua o Ōrākei,Ngāti Tamaoho,Ngāti Tamaterā,Ngāti Pāoa,Ngāi Tai ki Tāmaki,Ngāti Hako,Te Ākitai Waiohua | 2.24 | 2 | 2 | 2021 | CCTV Footage Review Log South_Latest.xls | yes | 1 | 1 | 3 | CCTV Available (0-10 Years Old) & Soil Type Available | 3.1114 | 3 | 3 | 3 | 2.5 | Property Parcels | 1 | Aquifer - Mt Wellington Volcanic Aquifer | 5 | 1.23 | 0.040371 | Modelled Flow Data Used & Depth Available | 52.197 | 8
584 | 607 | 17502 | 10005975 | 195314 | DSHIN | Howick Interceptor | Gravity | Pipe | Buried | OP | CONC | None | 1964-06-30 | 15.45 | 15.39 | dwg | HI | Transmission | DU2810 | 1 |  |  | 4 | 600 | [5 empty] | 75452 | NA |  | 10.53 |  | WSL |  | Waikato,Ngāti Maru,Ngāti Tamaoho,Ngāti Whanaunga,Ngāti Tamaterā,Ngāti Pāoa,Ngāi Tai ki Tāmaki,Ngāti Hako,Te Ākitai Waiohua | 2.39 | 2 | 2 | 2015 | CCTV Footage Review Log South_Latest.xls | no | 5 | 3 | 2 | CCTV Available (0-10 Years Old) & Soil Type Available | 3.1113 | 3 | 3 | 3 | 2.5 | Property Parcels | 1 |  | 5 | 1.23 | 0.040229 | Modelled Flow Data Used & Depth Available | 10.5345 | 8
587 | 610 | 16163 | 10005974 | 194789 | DSHIN | Howick Interceptor | Gravity | Pipe | Buried | OP | CONC | None | 1964-06-30 | 15.35 | 15.14 | dwg | HI | Transmission | DU2810 | 1 |  |  | 4 | 600 | [5 empty] | 75450 | NA |  | 56.92 |  | WSL |  | Waikato,Ngāti Maru,Ngāti Tamaoho,Ngāti Whanaunga,Ngāti Tamaterā,Ngāti Pāoa,Ngāi Tai ki Tāmaki,Ngāti Hako,Te Ākitai Waiohua | 2.39 | 2 | 2 | 2015 | CCTV Footage Review Log South_Latest.xls | no | 5 | 3 | 2 | CCTV Available (0-10 Years Old) & Soil Type Available | 3.1113 | 3 | 3 | 3 | 2.5 | Property Parcels | 1 |  | 5 | 1.23 | 0.040162 | Modelled Flow Data Used & Depth Available | 56.9244 | 8
619 | 643 | 2098845 | 10076776 | 196840 | DSSWI | Southwestern Interceptor | Gravity | Pipe | Buried | OP | CONC | None | 2012-03-03 | 9.5 | 8.43 | 0.1s | SW | Transmission | T0000231 | 1 |  |  | 4 | 1500 | [5 empty] | 77565 | NA |  | 397.05 |  | WSL |  | Waikato,Te Kawerau a Maki,Ngāti Maru,Ngāti Tamaoho,Ngāti Whanaunga,Ngāti Tamaterā,Ngāi Tai ki Tāmaki,Ngāti Hako,Te Ākitai Waiohua | 2 | 2 | 2 | 2016 | te puna wai | no | 1 | 1 | 1 | CCTV Available (0-10 Years Old) & Soil Type Available | 3.1112 | 3 | 5 | 5 | 1 |  | 1 |  | 5 | 0.895 | 0.21545 | Modelled Flow Data Used & Depth Available | 397.049 | 8
1764 | 1924 | 15717 | 10006291 | 195771 | DSMAH | Mahia Branch | Gravity | Pipe | Piered | OP | CLS | None | 1969-06-30 | 4.68 | 4.53 | dwg | SI | Transmission | Legacy | 2 |  |  | 4 | 390 | [5 empty] | 75685 | NA |  | 21.23 |  | WSL |  | Waikato,Ngāti Maru,Ngāti Tamaoho,Ngāti Whanaunga,Ngāti Tamaterā,Ngāti Pāoa,Ngāi Tai ki Tāmaki,Ngāti Hako,Te Ākitai Waiohua | 3.61 | 4 | 2 | 2016 | te puna wai | no | 5 | 3 | 5 | CCTV Available (0-10 Years Old) & Soil Type Available | 3.1108 | 3 | 2 | 1 | 2.5 | Property Parcels | 4 | NZ River Lines | 1 | 1.245 | 0.018336 | Modelled Flow Data Used & Depth Available | 21.2341 | 18
465 | 485 | 16195 | 10005941 | 195461 | DSHIN | Howick Interceptor | Gravity | Pipe | Exposed | OP | CONC | None | 1964-06-30 | 7.52 | 7.31 | appr | HI | Transmission | DU2405 | 1 |  |  | 4 | 900 | [5 empty] | 75418 | NA |  | 161.87 |  | WSL |  | Waikato,Ngāti Maru,Ngāti Tamaoho,Ngāti Whanaunga,Ngāti Tamaterā,Ngāti Pāoa,Ngāi Tai ki Tāmaki,Ngāti Hako,Te Ākitai Waiohua | 2 | 2 | 2 | 2015 | CCTV Footage Review Log South_Latest.xls | no | 1 | 3 | 2 | CCTV Available (0-10 Years Old) & Soil Type Available | 3.1106 | 3 | 4 | 4 | 2.5 | Property Parcels | 1 |  | 1 | 1.15 | 0.10637 | Modelled Flow Data Used & Depth Available | 161.8688 | 8
491 | 514 | 16199 | 10005937 | 195460 | DSHIN | Howick Interceptor | Gravity | Pipe | Buried | OP | CONC | None | 1964-06-30 | 7.14 | 7.11 | dwg | HI | Transmission | Legacy | 1 |  |  | 4 | 889 | [5 empty] | 75413 | NA |  | 28.09 |  | WSL |  | Waikato,Ngāti Maru,Ngāti Tamaoho,Ngāti Whanaunga,Ngāti Tamaterā,Ngāti Pāoa,Ngāi Tai ki Tāmaki,Ngāti Hako,Te Ākitai Waiohua | 2 | 2 | 2 | 2015 | CCTV Footage Review Log South_Latest.xls | no | 1 | 3 | 2 | CCTV Available (0-10 Years Old) & Soil Type Available | 3.1105 | 3 | 4 | 4 | 2.5 | Property Parcels | 1 |  | 1 | 1.15 | 0.10624 | Modelled Flow Data Used & Depth Available | 28.093 | 8
136 | 142 | 16118 | 10008105 | 196897 | DSSIN | Southern Interceptor | Gravity | Pipe | Tunnelled | OP | CONC | None | 1965-06-30 | -1.19 | -1.22 | dwg | SI | Transmission | Legacy | 1 |  |  | 4 | 1050 | [5 empty] | 77327 | NA |  | 113.47 |  | WSL |  | Waikato,Ngāti Maru,Ngāti Tamaoho,Ngāti Whanaunga,Ngāti Tamaterā,Ngāti Pāoa,Ngāi Tai ki Tāmaki,Ngāti Hako,Te Ākitai Waiohua | 1.92 | 2 |  |  |  | no | 1 | 3 | 2 | CCTV NOT Available or Over 30 Years Old & Soil Type Available | 3.107 | 3 | 4 | 4 | 2 | Public Park & Sports Area | 1 |  | 5 | 1.14 | 0.11394 | Modelled Flow Data Used & Depth Available | 113.4688 | 8
3504 | 3777 | 923660 | 10088634 | 196690 | DSRLD | Rosedale Branch Sewer TS23 | Gravity | Pipe | Buried | OP | CONC | None | 1989-01-01 |  |  | dwg | NI | Transmission | Legacy | 2 |  |  | 4 | 381 | [5 empty] | 65269 | NA |  | 79.9 |  | WSL |  | Te Kawerau a Maki,Ngāti Whātua,Ngāti Maru,Ngāti Whātua o Kaipara,Ngāti Whātua o Ōrākei,Ngāti Tamaoho,Ngāti Manuhiri,Te Patukirikiri,Ngāti Whanaunga,Ngāti Tamaterā,Ngāti Pāoa,Ngāi Tai ki Tāmaki,Ngāti Hako,Te Ākitai Waiohua | 1.21 | 1 |  |  |  | no | 1 | 3 | 1 | CCTV NOT Available or Over 30 Years Old & Soil Type Available | 3.106 | 3 | 1 | 1 | 2.5 | Property Parcels | 4 | NZ River Lines | 1.5 | 1.26 | 0.029862 | Modelled Flow Data Used & Depth Available | 79.8989 | 4
3154 | 3417 | 916302 | 10088632 | 196536 | DSRLD | Rosedale Branch Sewer TS23 | Gravity | Pipe | Buried | OP | CONC | None | 1989-01-01 |  |  | dwg | NI | Transmission | Legacy | 2 |  |  | 4 | 381 | [5 empty] | 65267 | NA |  | 5.69 |  | WSL |  | Te Kawerau a Maki,Ngāti Whātua,Ngāti Maru,Ngāti Whātua o Kaipara,Ngāti Whātua o Ōrākei,Ngāti Tamaoho,Ngāti Manuhiri,Te Patukirikiri,Ngāti Whanaunga,Ngāti Tamaterā,Ngāti Pāoa,Ngāi Tai ki Tāmaki,Ngāti Hako,Te Ākitai Waiohua | 1.21 | 1 |  |  |  | no | 1 | 3 | 1 | CCTV NOT Available or Over 30 Years Old & Soil Type Available | 3.1042 | 3 | 1 | 1 | 2.5 | Property Parcels | 4 | NZ River Lines | 1.5 | 1.26 | 0.031394 | Modelled Flow Data Used & Depth Available | 5.6904 | 4
1919 | 2097 | 16024 | 10007227 | 196309 | DSOTB | Otara Branch | Gravity | Pipe | Buried | OP | CONC | None | 1961-06-30 | 11.07 | 10.94 | dwg | SI | Transmission | Legacy | 2 |  |  | 4 | 900 | [5 empty] | 76408 | NA |  | 59.42 |  | WSL |  | Waikato,Te Kawerau a Maki,Ngāti Maru,Ngāti Tamaoho,Ngāti Tamaterā,Ngāi Tai ki Tāmaki,Ngāti Hako,Te Ākitai Waiohua | 3 | 3 | 3 | 2008 | te puna wai | no | 1 | 3 | 3 | CCTV Available (10-20 Years Old) & Soil Type Available | 3.1029 | 3 | 4 | 4 | 2.5 | Property Parcels | 1 |  | 1 | 1.15 | 0.10028 | Modelled Flow Data Used & Depth Available | 59.4155 | 14
3869 | 4146 | 922717 | 10090142 | 194135 | DSECB | East Coast Bays Branch Sewer TS7 | Gravity | Pipe | Buried | OP | CONC | None | 2005-03-09 | -2.02 | -2.42 | dwg | NI | Transmission | Legacy | 2 |  |  | 4 | 2100 | [5 empty] | 64558 | NA |  | 123.96 |  | WSL |  | Te Kawerau a Maki,Ngāti Whātua,Ngāti Maru,Ngāti Whātua o Ōrākei,Ngāti Tamaoho,Ngāti Manuhiri,Te Patukirikiri,Ngāti Whanaunga,Ngāti Tamaterā,Ngāti Pāoa,Ngāi Tai ki Tāmaki,Ngāti Hako,Te Ākitai Waiohua | 1.44 | 1 | 1 | 2016 | te puna wai | no | 5 | 1 | 1 | CCTV Available (0-10 Years Old) & Soil Type Available | 3.0982 | 3 | 3 | 5 | 2 | Public Park & Sports Area | 1 |  | 5 | 1.2 | 0.1072 | Modelled Flow Data Used & Depth Available | 123.9611 | 4
865 | 906 | 17406 | 10004805 | 193701 | DSB3C | Branch 3C Khyber Pass | Gravity | Pipe | Buried | OP | CONC | None | 2000-06-30 |  |  | dwg | OM | Transmission | Legacy | 2 |  |  | 4 | 1200 | [5 empty] | 74406 | NA |  | 47.54 |  | WSL |  | Waikato,Te Kawerau a Maki,Ngāti Whātua,Ngāti Maru,Ngāti Whātua o Ōrākei,Ngāti Tamaoho,Te Patukirikiri,Ngāti Tamaterā,Ngāti Pāoa,Ngāi Tai ki Tāmaki,Ngāti Hako,Te Ākitai Waiohua | 1 | 1 | 1 | 2012 | te puna wai | no | 1 | 1 | 1 | CCTV Available (10-20 Years Old) & Soil Type Available | 3.098 | 3 | 1 | 5 | 2.5 | Property Parcels, Building Outlines | 1 |  | 1.5 | 1.235 | 0.0040764 | Modelled Flow Data Used & Depth Available | 47.5384 | 4
867 | 908 | 15550 | 10004803 | 193458 | DSB3C | Branch 3C Khyber Pass | Gravity | Pipe | Buried | OP | BRICK | None | 1927-06-30 |  |  | dwg | OM | Transmission | Legacy | 2 |  |  | 4 | 1310 | [5 empty] | 74404 | NA |  | 71.3 |  | WSL |  | Waikato,Te Kawerau a Maki,Ngāti Whātua,Ngāti Maru,Ngāti Whātua o Ōrākei,Ngāti Tamaoho,Te Patukirikiri,Ngāti Tamaterā,Ngāti Pāoa,Ngāi Tai ki Tāmaki,Ngāti Hako,Te Ākitai Waiohua | 3 | 3 | 3 | 2012 | te puna wai | no | 1 | 1 | 3 | CCTV Available (10-20 Years Old) & Soil Type Available | 3.0971 | 3 | 1 | 5 | 2.5 | Property Parcels, Building Outlines | 1 |  | 1.5 | 1.235 | 0.0049129 | Modelled Flow Data Used & Depth Available | 71.3024 | 14
987 | 1043 | 17505 | 10099231 | 193467 | DSB3C | Branch 3C Khyber Pass | Gravity | Pipe | Buried | OP | BRICK | None | 1927-06-30 |  |  | dwg | OM | Transmission | Legacy | 2 |  |  | 4 | 1310 | [5 empty] | 74403 | NA |  | 19.96 |  | WSL |  | Waikato,Te Kawerau a Maki,Ngāti Whātua,Ngāti Maru,Ngāti Whātua o Ōrākei,Ngāti Tamaoho,Te Patukirikiri,Ngāti Tamaterā,Ngāti Pāoa,Ngāi Tai ki Tāmaki,Ngāti Hako,Te Ākitai Waiohua | 2.41 | 2 |  |  |  | no | 1 | 1 | 3 | CCTV NOT Available or Over 30 Years Old & Soil Type Available | 3.0971 | 3 | 1 | 5 | 2.5 | Property Parcels, Building Outlines | 1 |  | 1.5 | 1.235 | 0.0049129 | Modelled Flow Data Used & Depth Available | 19.9626 | 8
866 | 907 | 17405 | 10004804 | 193610 | DSB3C | Branch 3C Khyber Pass | Gravity | Pipe | Buried | OP | CONC | None | 2000-06-30 |  |  | dwg | OM | Transmission | Legacy | 2 |  |  | 4 | 1200 | [5 empty] | 74405 | NA |  | 14.8 |  | WSL |  | Waikato,Te Kawerau a Maki,Ngāti Whātua,Ngāti Maru,Ngāti Whātua o Ōrākei,Ngāti Tamaoho,Te Patukirikiri,Ngāti Tamaterā,Ngāti Pāoa,Ngāi Tai ki Tāmaki,Ngāti Hako,Te Ākitai Waiohua | 1 | 1 | 1 | 2012 | te puna wai | no | 1 | 1 | 1 | CCTV Available (10-20 Years Old) & Soil Type Available | 3.0971 | 3 | 1 | 5 | 2.5 | Property Parcels, Building Outlines | 1 |  | 1.5 | 1.235 | 0.0049129 | Modelled Flow Data Used & Depth Available | 14.8027 | 4
696 | 729 | 15150 | 10004579 | 193793 | DSB09 | Branch 9 Mt Roskill | Gravity | Pipe | Bridged | OP | CONC | None | 1946-06-30 | 34.9 | 34.79 | 1.0g | WI | Transmission | GP07034 | 2 |  |  | 4 | 600 | [5 empty] | 74283 | NA |  | 10.74 |  | WSL |  | Waikato,Te Kawerau a Maki,Ngāti Whātua,Ngāti Maru,Ngāti Whātua o Ōrākei,Ngāti Tamaoho,Ngāti Tamaterā,Ngāi Tai ki Tāmaki,Ngāti Hako,Te Ākitai Waiohua | 4 | 4 | 4 | 2013 | te puna wai | no | 1 | 1 | 3 | CCTV Available (10-20 Years Old) & Soil Type Not Available | 3.0964 | 3 | 3 | 5 | 2.5 | Property Parcels | 1 |  | 1 | 1.215 | 0.055827 | Modelled Flow Data Used & Depth Available | 10.7415 | 18
186 | 198 | 16427 | 10008792 | 197300 | DSTIN | Tamaki East Interceptor | Gravity | Pipe | Buried | OP | CONC | None | 1973-06-30 | 5.68 | 5.55 | dwg | TE | Transmission | Legacy | 1 |  |  | 4 | 1350 | [5 empty] | 77972 | NA |  | 154 |  | WSL |  | Waikato,Te Kawerau a Maki,Ngāti Maru,Ngāti Tamaoho,Ngāti Whanaunga,Ngāti Tamaterā,Ngāti Pāoa,Ngāi Tai ki Tāmaki,Ngāti Hako,Te Ākitai Waiohua | 2 | 2 | 2 | 2008 | CCTV Footage Review Log South_Latest.xls | no | 1 | 3 | 2 | CCTV Available (10-20 Years Old) & Soil Type Available | 3.0953 | 3 | 3 | 5 | 2.5 | Property Parcels, Building Outlines | 1 |  | 1 | 1.215 | 0.053411 | Modelled Flow Data Used & Depth Available | 154.0044 | 8
184 | 196 | 16425 | 10008795 | 197502 | DSTIN | Tamaki East Interceptor | Gravity | Pipe | Buried | OP | CONC | None | 1973-06-30 | 6.14 | 5.93 | dwg | TE | Transmission | Legacy | 1 |  |  | 4 | 1350 | [5 empty] | 77974 | NA |  | 125.88 |  | WSL |  | Waikato,Te Kawerau a Maki,Ngāti Maru,Ngāti Tamaoho,Ngāti Whanaunga,Ngāti Tamaterā,Ngāti Pāoa,Ngāi Tai ki Tāmaki,Ngāti Hako,Te Ākitai Waiohua | 2.48 | 2 | 2 | 2008 | CCTV Footage Review Log South_Latest.xls | no | 5 | 3 | 2 | CCTV Available (10-20 Years Old) & Soil Type Available | 3.0952 | 3 | 3 | 5 | 2.5 | Property Parcels | 1 |  | 1 | 1.215 | 0.053115 | Modelled Flow Data Used & Depth Available | 125.8771 | 8
185 | 197 | 16426 | 10008794 | 197697 | DSTIN | Tamaki East Interceptor | Gravity | Pipe | Buried | OP | CONC | None | 1973-06-30 | 5.93 | 5.68 | dwg | TE | Transmission | Legacy | 1 |  |  | 4 | 1350 | [5 empty] | 77973 | NA |  | 174.66 |  | WSL |  | Waikato,Te Kawerau a Maki,Ngāti Maru,Ngāti Tamaoho,Ngāti Whanaunga,Ngāti Tamaterā,Ngāti Pāoa,Ngāi Tai ki Tāmaki,Ngāti Hako,Te Ākitai Waiohua | 2.48 | 2 | 2 | 2008 | CCTV Footage Review Log South_Latest.xls | no | 5 | 3 | 2 | CCTV Available (10-20 Years Old) & Soil Type Available | 3.0952 | 3 | 3 | 5 | 2.5 | Property Parcels, Building Outlines | 1 |  | 1 | 1.215 | 0.053031 | Modelled Flow Data Used & Depth Available | 174.658 | 8
3260 | 3524 | 929113 | 10087934 | 195484 | DSHKI | Hauraki Branch Sewer TS3A | Gravity | Pipe | Bridged | OP | CONC | None | 1957-01-01 |  |  | dwg | NI | Transmission | Legacy | 2 |  |  | 4 | 525 | [5 empty] | 64847 | NA |  | 40.21 |  | WSL |  | Te Kawerau a Maki,Ngāti Whātua,Ngāti Maru,Ngāti Whātua o Ōrākei,Ngāti Tamaoho,Ngāti Manuhiri,Te Patukirikiri,Ngāti Whanaunga,Ngāti Tamaterā,Ngāti Pāoa,Ngāi Tai ki Tāmaki,Ngāti Hako,Te Ākitai Waiohua | 2.24 | 2 | 2 | 2017 | te puna wai | no | 1 | 1 | 3 | CCTV Available (0-10 Years Old) & Soil Type Not Available | 3.0949 | 3 | 1 | 5 | 2.5 | Property Parcels | 1 |  | 1.5 | 1.235 | 0.0068913 | Modelled Flow Data Used & Depth Available | 40.212 | 8
3515 | 3788 | 922702 | 10090144 | 194319 | DSECB | East Coast Bays Branch Sewer TS7 | Gravity | Pipe | Buried | OP | CONC | None | 2005-05-17 | -1.7 | -2.02 | dwg | NI | Transmission | Legacy | 2 |  |  | 4 | 2100 | [5 empty] | 64561 | NA |  | 184.14 |  | WSL |  | Te Kawerau a Maki,Ngāti Whātua,Ngāti Maru,Ngāti Whātua o Ōrākei,Ngāti Tamaoho,Ngāti Manuhiri,Te Patukirikiri,Ngāti Whanaunga,Ngāti Tamaterā,Ngāti Pāoa,Ngāi Tai ki Tāmaki,Ngāti Hako,Te Ākitai Waiohua | 1.44 | 1 | 1 | 2016 | te puna wai | no | 5 | 1 | 1 | CCTV Available (0-10 Years Old) & Soil Type Available | 3.0941 | 3 | 3 | 5 | 2 | Public Park & Sports Area, Safe Swim Beach | 1 |  | 5 | 1.2 | 0.098009 | Modelled Flow Data Used & Depth Available | 184.1352 | 4
1724 | 1879 | 17462 | 10099256 | 195652 | DSNWL | New Lynn Branch | Gravity | Pipe | Buried | OP | CONC | None | 1958-06-30 | 3.64 | 3.63 | dwg | WI | Transmission | Legacy | 2 |  |  | 4 | 750 | [5 empty] | 75986 | NA |  | 11.31 |  | WSL |  | Waikato,Te Kawerau a Maki,Ngāti Whātua,Ngāti Whātua o Ōrākei,Ngāti Tamaoho,Ngāti Tamaterā,Te Ākitai Waiohua | 2.79 | 3 | 2 | 2018 | CCTV Footage Review Log South_Latest.xls | no | 5 | 3 | 3 | CCTV Available (0-10 Years Old) & Soil Type Available | 3.0936 | 3 | 1 | 3 | 2.5 | Property Parcels | 1 |  | 5 | 1.23 | 0.001303 | Modelled Flow Data Used & Depth Available | 11.3063 | 14
750 | 788 | 16838 | 10005744 | 195161 | DSGLE | Glen Eden Branch | Gravity | Pipe | Bridged | OP | CONC | None | 1965-06-30 | 19.81 | 19.79 | 1.0g | WI | Transmission | GP07039 | 2 |  |  | 4 | 375 | [5 empty] | 66394 | NA |  | 3.06 |  | WSL |  | Te Kawerau a Maki,Ngāti Whātua,Ngāti Whātua o Ōrākei,Ngāti Tamaoho,Ngāti Tamaterā,Te Ākitai Waiohua | 2 | 2 | 2 | 2011 | te puna wai | no | 1 | 1 | 2 | CCTV Available (10-20 Years Old) & Soil Type Not Available | 3.0931 | 3 | 2 | 5 | 2.5 | Property Parcels | 1 |  | 1.5 | 1.235 | 0.026549 | Modelled Flow Data Used & Depth Available | 3.0611 | 8
2613 | 2838 | 17128 | 10009597 | 197402 | DSWTF | Westfield Branch | Gravity | Pipe | Buried | OP | CONC | None | 1995-02-03 | 1.48 | 1.38 | dwg | EI | Transmission | Legacy | 2 |  |  | 4 | 600 | [5 empty] | 78671 | NA |  | 28.43 |  | WSL |  | Waikato,Te Kawerau a Maki,Ngāti Whātua,Ngāti Maru,Ngāti Whātua o Ōrākei,Ngāti Tamaoho,Ngāti Tamaterā,Ngāti Pāoa,Ngāi Tai ki Tāmaki,Ngāti Hako,Te Ākitai Waiohua | 3 | 3 | 3 | 2015 | te puna wai | no | 1 | 1 | 1 | CCTV Available (0-10 Years Old) & Soil Type Available | 3.0928 | 3 | 1 | 3 | 2.5 | Property Parcels | 1 | Aquifer - Auckland Isthmus Volcanic Aquifer | 5 | 1.23 | 0.002014 | Modelled Flow Data Used & Depth Available | 28.4279 | 14
1221 | 1301 | 17127 | 10009596 | 197842 | DSWTF | Westfield Branch | Gravity | Pipe | Buried | OP | CONC | None | 1995-02-03 | 1.38 | 1.22 | dwg | EI | Transmission | Legacy | 2 |  |  | 4 | 600 | [5 empty] | 78670 | NA |  | 47.12 |  | WSL |  | Waikato,Te Kawerau a Maki,Ngāti Whātua,Ngāti Maru,Ngāti Whātua o Ōrākei,Ngāti Tamaoho,Ngāti Tamaterā,Ngāti Pāoa,Ngāi Tai ki Tāmaki,Ngāti Hako,Te Ākitai Waiohua | 2 | 2 | 2 | 2015 | te puna wai | no | 1 | 1 | 1 | CCTV Available (0-10 Years Old) & Soil Type Available | 3.0928 | 3 | 1 | 3 | 2.5 | Property Parcels | 1 | Significant Ecological Area - SEA_T_5308, Aquifer - Auckland Isthmus Volcanic Aquifer | 5 | 1.23 | 0.0020366 | Modelled Flow Data Used & Depth Available | 47.1233 | 8
1525 | 1638 | 16791 | 10009183 | 197655 | DSWHE | Whenuapai Branch | Gravity | Pipe | Bridged | OP | CONC | None | 1965-06-30 | 6.1 | 6.09 | dwg | WI | Transmission | Legacy | 2 |  |  | 4 | 750 | [5 empty] | 78272 | NA |  | 6.1 |  | WSL |  | Te Kawerau a Maki,Ngāti Whātua,Ngāti Maru,Ngāti Whātua o Ōrākei,Ngāti Tamaoho,Ngāti Tamaterā,Ngāti Hako,Te Ākitai Waiohua | 2 | 2 | 2 | 2017 | CCTV Footage Review Log South_Latest.xls | no | 1 | 1 | 2 | CCTV Available (0-10 Years Old) & Soil Type Not Available | 3.0927 | 3 | 3 | 5 | 2.5 | Property Parcels | 1 |  | 1 | 1.215 | 0.047298 | Modelled Flow Data Used & Depth Available | 6.0955 | 8
1391 | 1485 | 14877 | 10007644 | 196269 | DSPNR | Penrose Branch | Gravity | Pipe | Buried | OP | CLS | None | 1959-06-30 | 12.75 | 9.18 | dwg | EI | Transmission | Legacy | 2 |  |  | 4 | 390 | [5 empty] | 76984 | NA |  | 94.15 |  | WSL |  | Waikato,Te Kawerau a Maki,Ngāti Whātua,Ngāti Maru,Ngāti Whātua o Ōrākei,Ngāti Tamaoho,Ngāti Tamaterā,Ngāti Pāoa,Ngāi Tai ki Tāmaki,Ngāti Hako,Te Ākitai Waiohua | 3.05 | 3 | 2 | 2016 | te puna wai | no | 1 | 1 | 5 | CCTV Available (0-10 Years Old) & Soil Type Available | 3.092 | 3 | 1 | 1 | 3.5 | Property Parcels, Building Outlines | 1 | Aquifer - Mt Wellington Volcanic Aquifer | 5 | 1.41 | 0.2 | Diameter Used For Flow Approximation & Depth Available | 94.1545 | 14
1797 | 1960 | 16808 | 10006992 | 196380 | DSORA | Oratia Branch | Gravity | Pipe | Buried | OP | CONC | None | 1970-06-30 | 15.23 | 15.03 | dwg | WI | Transmission | Legacy | 2 |  |  | 4 | 600 | [5 empty] | 76204 | NA |  | 84.36 |  | WSL |  | Te Kawerau a Maki,Ngāti Whātua,Ngāti Whātua o Ōrākei,Ngāti Tamaoho,Ngāti Tamaterā,Te Ākitai Waiohua | 2.05 | 2 | 1 | 2010 | te puna wai | no | 5 | 1 | 2 | CCTV Available (10-20 Years Old) & Soil Type Available | 3.0914 | 3 | 1 | 3 | 2.5 | Property Parcels | 1 |  | 5 | 1.23 | 0.003301 | Modelled Flow Data Used & Depth Available | 84.363 | 8
2207 | 2417 | 16631 | 10008912 | 197122 | DSTIT | Titirangi Branch | Gravity | Pipe | Bridged | OP | CLS | None | 1966-06-30 | 25.25 | 24.97 | dwg | WI | Transmission | Legacy | 2 |  |  | 4 | 390 | [5 empty] | 78061 | NA |  | 15 |  | WSL |  | Waikato,Te Kawerau a Maki,Ngāti Whātua,Ngāti Whātua o Ōrākei,Ngāti Tamaoho,Ngāti Tamaterā,Te Ākitai Waiohua | 3.31 | 3 | 2 | 2010 | te puna wai | no | 1 | 1 | 5 | CCTV Available (10-20 Years Old) & Soil Type Not Available | 3.0894 | 3 | 2 | 5 | 2.5 | Property Parcels | 1 | Significant Ecological Area - SEA_T_4641 | 1.5 | 1.235 | 0.037028 | Modelled Flow Data Used & Depth Available | 14.9997 | 14
2481 | 2698 | 26285 | 10007805 | 196787 | DSPUH | Puhinui Branch | Gravity | Pipe | Buried | OP | PE | None | 2005-09-01 | 4 | 4.15 | 0.1s | SI | Transmission | DC07005 | 2 |  |  | 4 | 630 | [5 empty] | 77083 | NA |  | 93.97 |  | WSL |  | Waikato,Te Kawerau a Maki,Ngāti Maru,Ngāti Tamaoho,Ngāti Whanaunga,Ngāti Tamaterā,Ngāi Tai ki Tāmaki,Ngāti Hako,Te Ākitai Waiohua | 1.12 | 1 | 1 | 2015 | CCTV Footage Review Log South_Latest.xls | no | 1 | 3 | 1 | CCTV Available (0-10 Years Old) & Soil Type Available | 3.0894 | 3 | 1 | 3 | 2.5 | Property Parcels | 1 |  | 5 | 1.23 | 0.0051252 | Modelled Flow Data Used & Depth Available | 93.9697 | 4
4622 | 733885 | 16733 | 10006128 | 195044 | DSHNV | Henderson Valley Branch | Gravity | Pipe | Buried | OP | CONC | None | 1961-06-30 | 3.97 | 3.79 | dwg | WI | Transmission | Legacy | 2 |  |  |  | 675 | [8 empty] | 82.67 |  | WSL |  | Te Kawerau a Maki,Ngāti Whātua,Ngāti Whātua o Ōrākei,Ngāti Tamaoho,Ngāti Tamaterā,Te Ākitai Waiohua | 2.36 | 2 | 2 | 2018 | te puna wai | no | 1 | 3 | 3 | CCTV Available (0-10 Years Old) & Soil Type Available | 3.0891 | 3 | 2 | 3 | 2.5 | Property Parcels | 1 |  | 5 | 1.23 | 0.017052 | Modelled Flow Data Used & Depth Available | 82.6707 | 8
2078 | 2279 | 17488 | 10004881 | 193726 | DSB7A | Branch 7A Morningside | Gravity | Pipe | Buried | OP | CONC | None | 1912-06-30 | 31.5 | 31.23 | dwg | OM | Transmission | Legacy | 2 |  |  | 4 | 675 | [5 empty] | 74459 | NA |  | 80.17 |  | WSL |  | Waikato,Te Kawerau a Maki,Ngāti Whātua,Ngāti Maru,Ngāti Whātua o Ōrākei,Ngāti Tamaoho,Ngāti Tamaterā,Ngāi Tai ki Tāmaki,Ngāti Hako,Te Ākitai Waiohua | 3.39 | 3 | 2 | 2017 | CCTV Footage Review Log South_Latest.xls | no | 3 | 3 | 5 | CCTV Available (0-10 Years Old) & Soil Type Available | 3.089 | 3 | 2 | 3 | 2.5 | Property Parcels | 1 | Aquifer - Western Springs Volcanic Aquifer | 5 | 1.23 | 0.017383 | Modelled Flow Data Used & Depth Available | 80.1657 | 14
4281 | 4566 | 937825 | 10089498 | 194233 | DSBDW | Birkdale West Branch Sewer TS12 | Gravity | Pipe | Bridged | OP | CLS | None | 1962-01-01 |  |  | dwg | NI | Transmission | Legacy | 2 |  |  | 4 | 315 | [5 empty] | 64188 | NA |  | 29.21 |  | WSL |  | Te Kawerau a Maki,Ngāti Whātua,Ngāti Maru,Ngāti Whātua o Ōrākei,Ngāti Tamaoho,Ngāti Manuhiri,Ngāti Tamaterā,Ngāi Tai ki Tāmaki,Ngāti Hako,Te Ākitai Waiohua | 3.82 | 4 |  |  |  | no | 1 | 1 | 5 | CCTV NOT Available or Over 30 Years Old & Soil Type Not Available | 3.089 | 3 | 1 | 5 | 2.5 | Property Parcels | 1 | Significant Ecological Area - SEA_T_8039 | 1.5 | 1.235 | 0.012251 | Modelled Flow Data Used & Depth Available | 29.2087 | 18
932 | 984 | 16304 | 10004880 | 193633 | DSB7A | Branch 7A Morningside | Gravity | Pipe | Buried | OP | CONC | None | 1912-06-30 | 31.23 | 30.95 | dwg | OM | Transmission | Legacy | 2 |  |  | 4 | 675 | [5 empty] | 74457 | NA |  | 103.93 |  | WSL |  | Waikato,Te Kawerau a Maki,Ngāti Whātua,Ngāti Maru,Ngāti Whātua o Ōrākei,Ngāti Tamaoho,Ngāti Tamaterā,Ngāi Tai ki Tāmaki,Ngāti Hako,Te Ākitai Waiohua | 3.39 | 3 | 2 | 2017 | CCTV Footage Review Log South_Latest.xls | no | 3 | 3 | 5 | CCTV Available (0-10 Years Old) & Soil Type Available | 3.0886 | 3 | 2 | 3 | 2.5 | Property Parcels | 1 | Aquifer - Western Springs Volcanic Aquifer | 5 | 1.23 | 0.018593 | Modelled Flow Data Used & Depth Available | 103.9328 | 14
2628 | 2855 | 17190 | 10006153 | 195583 | DSHNV | Henderson Valley Branch | Gravity | Pipe | Buried | OP | CONC | None | 1964-06-30 | 9.44 | 9.14 | dwg | WI | Transmission | Legacy | 2 |  |  | 4 | 600 | [5 empty] | 75570 | NA |  | 117.78 |  | WSL |  | Te Kawerau a Maki,Ngāti Whātua,Ngāti Whātua o Ōrākei,Ngāti Tamaoho,Ngāti Tamaterā,Te Ākitai Waiohua | 2.27 | 2 | 2 | 2017 | te puna wai | no | 5 | 1 | 2 | CCTV Available (0-10 Years Old) & Soil Type Available | 3.0883 | 3 | 1 | 3 | 2.5 | Property Parcels | 1 |  | 5 | 1.23 | 0.0061322 | Modelled Flow Data Used & Depth Available | 117.7774 | 8
2244 | 2455 | 15130 | 10004400 | 193207 | DSB07 | Branch 7 Arch Hill | Gravity | Pipe | Buried | OP | CONC | None | 1976-06-30 | 18.06 | 17.32 | dwg | OM | Transmission | Legacy | 2 |  |  | 4 | 675 | [5 empty] | 74173 | NA |  | 104.9 |  | WSL |  | Te Kawerau a Maki,Ngāti Whātua,Ngāti Maru,Ngāti Whātua o Ōrākei,Ngāti Tamaoho,Ngāti Tamaterā,Ngāi Tai ki Tāmaki,Ngāti Hako,Te Ākitai Waiohua | 2 | 2 | 2 | 2011 | te puna wai | no | 1 | 1 | 2 | CCTV Available (10-20 Years Old) & Soil Type Available | 3.0883 | 3 | 2 | 3 | 2.5 | Property Parcels | 1 |  | 5 | 1.23 | 0.019481 | Modelled Flow Data Used & Depth Available | 104.9012 | 8
2576 | 2799 | 15920 | 10009476 | 197821 | DSWIR | Wiri Branch | Gravity | Pipe | Buried | OP | CONC | None | 1971-06-30 | 20.48 | 20.08 | dwg | SI | Transmission | Legacy | 2 |  |  | 4 | 600 | [5 empty] | 78578 | NA |  | 98.54 |  | WSL |  | Waikato,Te Kawerau a Maki,Ngāti Maru,Ngāti Tamaoho,Ngāti Whanaunga,Ngāti Tamaterā,Ngāti Pāoa,Ngāi Tai ki Tāmaki,Ngāti Hako,Te Ākitai Waiohua | 2.21 | 2 | 2 | 2011 | te puna wai | no | 3 | 3 | 2 | CCTV Available (10-20 Years Old) & Soil Type Available | 3.0883 | 3 | 2 | 3 | 2.5 | Property Parcels | 1 |  | 5 | 1.23 | 0.019494 | Modelled Flow Data Used & Depth Available | 98.5397 | 8
2081 | 2282 | 16301 | 10004872 | 193625 | DSB7A | Branch 7A Morningside | Gravity | Pipe | Buried | OP | CONC | RBLOC | 1912-06-30 | 16.13 | 15.83 | dwg | OM | Transmission | Legacy | 2 |  |  | 4 | 610 | [5 empty] | 74449 | NA |  | 33.69 |  | WSL |  | Te Kawerau a Maki,Ngāti Whātua,Ngāti Maru,Ngāti Whātua o Ōrākei,Ngāti Tamaoho,Ngāti Tamaterā,Ngāi Tai ki Tāmaki,Ngāti Hako,Te Ākitai Waiohua | 2 | 2 | 2 | 2017 | CCTV Footage Review Log South_Latest.xls | no | 1 | 1 | 1 | CCTV Available (0-10 Years Old) & Soil Type Available | 3.0878 | 3 | 2 | 3 | 2.5 | Property Parcels | 1 |  | 5 | 1.23 | 0.020774 | Modelled Flow Data Used & Depth Available | 33.6927 | 8
1020 | 1077 | 14844 | 10007630 | 196408 | DSPNR | Penrose Branch | Gravity | Pipe | Buried | OP | CONC | None | 1959-06-30 | -0.1 | -0.26 | dwg | EI | Transmission | Legacy | 2 |  |  | 4 | 750 | [5 empty] | 76970 | NA |  | 75.09 |  | WSL |  | Waikato,Te Kawerau a Maki,Ngāti Whātua,Ngāti Maru,Ngāti Whātua o Ōrākei,Ngāti Tamaoho,Ngāti Tamaterā,Ngāti Pāoa,Ngāi Tai ki Tāmaki,Ngāti Hako,Te Ākitai Waiohua | 2.24 | 2 | 2 | 2016 | te puna wai | no | 1 | 1 | 3 | CCTV Available (0-10 Years Old) & Soil Type Available | 3.0878 | 3 | 2 | 3 | 2.5 | Property Parcels | 1 | Aquifer - Mt Wellington Volcanic Aquifer | 5 | 1.23 | 0.020819 | Modelled Flow Data Used & Depth Available | 75.0885 | 8
1021 | 1079 | 14843 | 10007629 | 196611 | DSPNR | Penrose Branch | Gravity | Pipe | Buried | OP | CONC | None | 1959-06-30 | -0.26 | -0.44 | dwg | EI | Transmission | Legacy | 2 |  |  | 4 | 750 | [5 empty] | 76969 | NA |  | 88.06 |  | WSL |  | Waikato,Te Kawerau a Maki,Ngāti Whātua,Ngāti Maru,Ngāti Whātua o Ōrākei,Ngāti Tamaoho,Ngāti Tamaterā,Ngāti Pāoa,Ngāi Tai ki Tāmaki,Ngāti Hako,Te Ākitai Waiohua | 2.24 | 2 | 2 | 2016 | te puna wai | no | 1 | 1 | 3 | CCTV Available (0-10 Years Old) & Soil Type Available | 3.0878 | 3 | 2 | 3 | 2.5 | Property Parcels | 1 | Aquifer - Mt Wellington Volcanic Aquifer | 5 | 1.23 | 0.020832 | Modelled Flow Data Used & Depth Available | 88.0566 | 8
3302 | 3568 | 927440 | 10088169 | 195740 | DSMFB | Milford Beach Branch Sewer TS6C | Gravity | Pipe | Buried | OP | CONC | None | 1940-01-01 |  |  | dwg | NI | Transmission | Legacy | 2 |  |  | 4 | 1800 | [5 empty] | 65003 | NA |  | 5.73 |  | WSL |  | Te Kawerau a Maki,Ngāti Whātua,Ngāti Maru,Ngāti Whātua o Ōrākei,Ngāti Tamaoho,Ngāti Manuhiri,Te Patukirikiri,Ngāti Whanaunga,Ngāti Tamaterā,Ngāti Pāoa,Ngāi Tai ki Tāmaki,Ngāti Hako,Te Ākitai Waiohua | 3.71 | 4 |  |  |  | no | 3 | 3 | 4 | CCTV NOT Available or Over 30 Years Old & Soil Type Available | 3.0874 | 3 | 2 | 5 | 2.5 | Building Outlines | 1 |  | 1.5 | 1.235 | 0.042879 | Modelled Flow Data Used & Depth Available | 5.7341 | 18
318 | 330 | 17205 | 10009333 | 197981 | DSWIN | Western Interceptor | Gravity | Pipe | Buried | OP | CONC | None | 1964-06-30 | 4.81 | 4.8 | 1.0g | WI | Transmission | GP11013 | 1 |  |  | 4 | 1350 | [5 empty] | 78446 | NA |  | 1.67 |  | WSL |  | Te Kawerau a Maki,Ngāti Whātua,Ngāti Whātua o Ōrākei,Ngāti Tamaoho,Ngāti Tamaterā,Ngāi Tai ki Tāmaki,Te Ākitai Waiohua | 2 | 2 | 2 | 2016 | te puna wai | no | 1 | 3 | 2 | CCTV Available (0-10 Years Old) & Soil Type Available | 3.0873 | 3 | 5 | 5 | 1 |  | 1 |  | 1.5 | 0.77 | 0.26294 | Modelled Flow Data Used & Depth Available | 1.6733 | 8
518 | 541 | 17206 | 10009332 | 197368 | DSWIN | Western Interceptor | Gravity | Pipe | Bridged | OP | CONC | None | 1964-06-30 | 4.8 | 4.77 | 10g | WI | Transmission | GP11013 | 1 |  |  | 4 | 1350 | [5 empty] | 78444 | NA |  | 26.74 |  | WSL |  | Te Kawerau a Maki,Ngāti Whātua,Ngāti Whātua o Ōrākei,Ngāti Tamaoho,Ngāti Tamaterā,Ngāi Tai ki Tāmaki,Te Ākitai Waiohua | 2 | 2 | 2 | 2016 | te puna wai | no | 1 | 1 | 2 | CCTV Available (0-10 Years Old) & Soil Type Not Available | 3.0873 | 3 | 5 | 5 | 1 |  | 1 |  | 1.5 | 0.77 | 0.26293 | Modelled Flow Data Used & Depth Available | 26.7445 | 8
2151 | 2353 | 15585 | 10004773 | 193454 | DSB1D | Branch 1A Diversion | Gravity | Pipe | Buried | OP | CONC | None | 1959-06-30 | 1.06 | 0.91 | dwg | OM | Transmission | Legacy | 2 |  |  | 4 | 600 | [5 empty] | 74385 | NA |  | 66.18 |  | WSL |  | Waikato,Te Kawerau a Maki,Ngāti Whātua,Ngāti Maru,Ngāti Whātua o Ōrākei,Ngāti Tamaoho,Te Patukirikiri,Ngāti Whanaunga,Ngāti Tamaterā,Ngāti Pāoa,Ngāi Tai ki Tāmaki,Ngāti Hako,Te Ākitai Waiohua | 3.12 | 3 | 3 | 2013 | te puna wai | no | 5 | 1 | 3 | CCTV Available (10-20 Years Old) & Soil Type Available | 3.0872 | 3 | 2 | 3 | 2.5 | Property Parcels | 1 | Place Of Historic Heritage - Pumping Station (former), Significant Ecological Area - SEA_T_6137 | 5 | 1.23 | 0.02266 | Modelled Flow Data Used & Depth Available | 66.1826 | 14
994 | 1050 | 15597 | 10004772 | 193843 | DSB1D | Branch 1A Diversion | Gravity | Pipe | Buried | OP | CONC | None | 1959-06-30 | 0.91 | 0.76 | dwg | OM | Transmission | Legacy | 2 |  |  | 4 | 600 | [5 empty] | 74384 | NA |  | 79.85 |  | WSL |  | Waikato,Te Kawerau a Maki,Ngāti Whātua,Ngāti Maru,Ngāti Whātua o Ōrākei,Ngāti Tamaoho,Te Patukirikiri,Ngāti Whanaunga,Ngāti Tamaterā,Ngāti Pāoa,Ngāi Tai ki Tāmaki,Ngāti Hako,Te Ākitai Waiohua | 3.12 | 3 | 3 | 2013 | te puna wai | no | 5 | 1 | 3 | CCTV Available (10-20 Years Old) & Soil Type Available | 3.087 | 3 | 2 | 3 | 2.5 | Property Parcels | 1 | Place Of Historic Heritage - Te Umuponga Pa site R11_91 | 5 | 1.23 | 0.023268 | Modelled Flow Data Used & Depth Available | 79.8511 | 14
2429 | 2641 | 15312 | 10004997 | 193849 | DSB9C | Branch 9C Carrington | Gravity | Pipe | Buried | OP | CONC | None | 1946-06-30 | 19.94 | 19.65 | dwg | OM | Transmission | Legacy | 2 |  |  | 4 | 675 | [5 empty] | 74523 | NA |  | 59.24 |  | WSL |  | Te Kawerau a Maki,Ngāti Whātua,Ngāti Maru,Ngāti Whātua o Ōrākei,Ngāti Tamaoho,Ngāti Tamaterā,Ngāi Tai ki Tāmaki,Ngāti Hako,Te Ākitai Waiohua | 2.29 | 2 | 2 | 2011 | te puna wai | no | 1 | 1 | 3 | CCTV Available (10-20 Years Old) & Soil Type Available | 3.0866 | 3 | 1 | 3 | 2.5 | Property Parcels | 1 | Significant Ecological Area - SEA_T_6008 | 5 | 1.23 | 0.0076637 | Modelled Flow Data Used & Depth Available | 59.2416 | 8
782 | 821 | 16396 | 10005166 | 194261 | DSBOT | Botany Branch | Gravity | Pipe | Buried | OP | CONC | None | 1985-06-30 | 3.03 | 3 | dwg | TE | Transmission | Legacy | 2 |  |  | 4 | 600 | [5 empty] | 74654 | NA |  | 7.78 |  | WSL |  | Waikato,Ngāti Maru,Ngāti Tamaoho,Ngāti Whanaunga,Ngāti Tamaterā,Ngāti Pāoa,Ngāi Tai ki Tāmaki,Ngāti Hako,Te Ākitai Waiohua | 1.12 | 1 | 1 | 2018 | te puna wai | no | 1 | 3 | 1 | CCTV Available (0-10 Years Old) & Soil Type Available | 3.0862 | 3 | 2 | 3 | 2.5 | Property Parcels | 1 |  | 5 | 1.23 | 0.025571 | Modelled Flow Data Used & Depth Available | 7.7826 | 4
3226 | 3490 | 916636 | 10088179 | 195890 | DSMFB | Milford Beach Branch Sewer TS6C | Gravity | Pipe | Buried | OP | CONC | None | 1940-01-01 |  |  | dwg | NI | Transmission | Legacy | 2 |  |  | 4 | 1800 | [5 empty] | 65013 | NA |  | 56.76 |  | WSL |  | Te Kawerau a Maki,Ngāti Whātua,Ngāti Maru,Ngāti Whātua o Ōrākei,Ngāti Tamaoho,Ngāti Manuhiri,Te Patukirikiri,Ngāti Whanaunga,Ngāti Tamaterā,Ngāti Pāoa,Ngāi Tai ki Tāmaki,Ngāti Hako,Te Ākitai Waiohua | 3.71 | 4 |  |  |  | no | 3 | 3 | 4 | CCTV NOT Available or Over 30 Years Old & Soil Type Available | 3.0856 | 3 | 1 | 5 | 2.5 | Property Parcels | 1 |  | 1.5 | 1.235 | 0.015314 | Modelled Flow Data Used & Depth Available | 56.7602 | 18
3080 | 3341 | 903831 | 10088402 | 195568 | DSNRO | Northboro Branch Sewer TS2 | Gravity | Pipe | Bridged | OP | CONC | None | 1967-01-01 |  |  | dwg | NI | Transmission | Legacy | 2 |  |  | 4 | 570 | [5 empty] | 65156 | NA |  | 62.27 |  | WSL |  | Te Kawerau a Maki,Ngāti Whātua,Ngāti Maru,Ngāti Whātua o Ōrākei,Ngāti Tamaoho,Te Patukirikiri,Ngāti Whanaunga,Ngāti Tamaterā,Ngāti Pāoa,Ngāi Tai ki Tāmaki,Ngāti Hako,Te Ākitai Waiohua | 1.71 | 2 |  |  |  | no | 1 | 1 | 2 | CCTV NOT Available or Over 30 Years Old & Soil Type Not Available | 3.0839 | 3 | 2 | 5 | 2.5 | Property Parcels | 1 |  | 1.5 | 1.235 | 0.052833 | Modelled Flow Data Used & Depth Available | 62.2702 | 8
1312 | 1402 | 31095 | 10006151 | 195427 | DSHNV | Henderson Valley Branch | Gravity | Pipe | Buried | OP | CONC | None | 1964-06-30 | 9.14 | 9.01 | 1.0g | WI | Transmission | GP07071 | 2 |  |  | 4 | 600 | [5 empty] | 75568 | NA |  | 54.56 |  | WSL |  | Te Kawerau a Maki,Ngāti Whātua,Ngāti Whātua o Ōrākei,Ngāti Tamaoho,Ngāti Tamaterā,Te Ākitai Waiohua | 2.27 | 2 | 2 | 2017 | te puna wai | no | 5 | 1 | 2 | CCTV Available (0-10 Years Old) & Soil Type Available | 3.0838 | 3 | 1 | 3 | 2.5 | Property Parcels | 1 |  | 5 | 1.23 | 0.010231 | Modelled Flow Data Used & Depth Available | 54.5595 | 8
3248 | 3512 | 918959 | 10088935 | 197413 | DSTPW | Takapuna West Branch Sewer TS3 | Gravity | Pipe | Buried | OP | CONC | None | 1965-01-01 |  |  | dwg | NI | Transmission | Legacy | 2 |  |  | 4 | 800 | [5 empty] | 65464 | NA |  | 66.5 |  | WSL |  | Te Kawerau a Maki,Ngāti Whātua,Ngāti Maru,Ngāti Whātua o Ōrākei,Ngāti Tamaoho,Te Patukirikiri,Ngāti Whanaunga,Ngāti Tamaterā,Ngāti Pāoa,Ngāi Tai ki Tāmaki,Ngāti Hako,Te Ākitai Waiohua | 3 | 3 | 3 | 2016 | te puna wai | no | 1 | 1 | 2 | CCTV Available (0-10 Years Old) & Soil Type Available | 3.0835 | 3 | 3 | 4 | 2.5 | Property Parcels | 1 | Significant Ecological Area - SEA_T_8180 | 1.5 | 1.17 | 0.1585 | Modelled Flow Data Used & Depth Available | 66.4967 | 14
4021 | 4299 | 930507 | 10087764 | 194889 | DSGLR | Glenfield Relief Branch Sewer TS4A New | Gravity | Pipe | Buried | OP | CONC | None | 2006-03-27 |  |  | dwg | NI | Transmission | Legacy | 2 |  |  | 4 | 1050 | [5 empty] | 64693 | NA |  | 7.27 |  | WSL |  | Te Kawerau a Maki,Ngāti Whātua,Ngāti Maru,Ngāti Whātua o Ōrākei,Ngāti Tamaoho,Ngāti Manuhiri,Te Patukirikiri,Ngāti Whanaunga,Ngāti Tamaterā,Ngāti Pāoa,Ngāi Tai ki Tāmaki,Ngāti Hako,Te Ākitai Waiohua | 1.76 | 2 |  |  |  | no | 5 | 1 | 1 | CCTV NOT Available or Over 30 Years Old & Soil Type Available | 3.0831 | 3 | 3 | 4 | 2.5 | Property Parcels | 1 |  | 1.5 | 1.17 | 0.15773 | Modelled Flow Data Used & Depth Available | 7.2746 | 8
1099 | 1159 | 16317 | 10004829 | 193710 | DSB3D | Branch 3 Diversion | Gravity | Pipe | Piered | OP | CLS | None | 1991-02-28 | 8.2 | 8.09 | 0.1s | OM | Transmission | DC08065 | 2 |  |  | 4 | 630 | [5 empty] | 74415 | NA |  | 10.28 |  | WSL |  | Waikato,Te Kawerau a Maki,Ngāti Whātua,Ngāti Maru,Ngāti Whātua o Ōrākei,Ngāti Tamaoho,Te Patukirikiri,Ngāti Tamaterā,Ngāti Pāoa,Ngāi Tai ki Tāmaki,Ngāti Hako,Te Ākitai Waiohua | 1.78 | 2 | 1 | 2012 | te puna wai | no | 3 | 1 | 2 | CCTV Available (10-20 Years Old) & Soil Type Available | 3.0825 | 3 | 2 | 3 | 2.5 | Property Parcels | 1 |  | 5 | 1.23 | 0.036176 | Modelled Flow Data Used & Depth Available | 10.2803 | 8
3120 | 3382 | 910071 | 10088393 | 196012 | DSNRO | Northboro Branch Sewer TS2 | Gravity | Pipe | Buried | OP | CONC | None | 2000-04-01 |  |  | dwg | NI | Transmission | Legacy | 2 |  |  | 4 | 1200 | [5 empty] | 65147 | NA |  | 340.86 |  | WSL |  | Te Kawerau a Maki,Ngāti Whātua,Ngāti Maru,Ngāti Whātua o Ōrākei,Ngāti Tamaoho,Te Patukirikiri,Ngāti Whanaunga,Ngāti Tamaterā,Ngāti Pāoa,Ngāi Tai ki Tāmaki,Ngāti Hako,Te Ākitai Waiohua | 1 | 1 |  |  |  | no | 1 | 1 | 1 | CCTV NOT Available or Over 30 Years Old & Soil Type Available | 3.0817 | 3 | 2 | 5 | 2.5 | Property Parcels | 1 |  | 1.5 | 1.235 | 0.058959 | Modelled Flow Data Used & Depth Available | 340.861 | 4
1387 | 1481 | 16906 | 10008492 | 197056 | DSSWN | Swanson Branch | Gravity | Pipe | Buried | OP | CONC | None | 1965-06-30 | 2.83 | 2.06 | dwg | WI | Transmission | Legacy | 2 |  |  | 4 | 675 | [5 empty] | 77758 | NA |  | 81.16 |  | WSL |  | Te Kawerau a Maki,Ngāti Whātua,Ngāti Whātua o Ōrākei,Ngāti Tamaoho,Ngāti Tamaterā,Te Ākitai Waiohua | 2.33 | 2 | 2 | 2009 | te puna wai | no | 5 | 1 | 2 | CCTV Available (10-20 Years Old) & Soil Type Available | 3.0816 | 3 | 2 | 3 | 2.5 | Property Parcels | 1 |  | 5 | 1.23 | 0.038817 | Modelled Flow Data Used & Depth Available | 81.1637 | 8
1289 | 1379 | 16797 | 10005722 | 195005 | DSGLE | Glen Eden Branch | Gravity | Pipe | Buried | OP | CONC | None | 1965-06-30 | 12.56 | 12.24 | dwg | WI | Transmission | Legacy | 2 |  |  | 4 | 675 | [5 empty] | 75210 | NA |  | 86.09 |  | WSL |  | Te Kawerau a Maki,Ngāti Whātua,Ngāti Whātua o Ōrākei,Ngāti Tamaoho,Ngāti Tamaterā,Te Ākitai Waiohua | 2.33 | 2 | 2 | 2011 | te puna wai | no | 5 | 1 | 2 | CCTV Available (10-20 Years Old) & Soil Type Available | 3.0815 | 3 | 2 | 3 | 2.5 | Property Parcels | 1 |  | 5 | 1.23 | 0.039255 | Modelled Flow Data Used & Depth Available | 86.0925 | 8
769 | 808 | 16914 | 10008506 | 197577 | DSSWN | Swanson Branch | Gravity | Pipe | Buried | OP | CONC | None | 1965-06-30 | 7.62 | 7.2 | dwg | WI | Transmission | Legacy | 2 |  |  | 4 | 600 | [5 empty] | 77772 | NA |  | 125.94 |  | WSL |  | Te Kawerau a Maki,Ngāti Whātua,Ngāti Whātua o Ōrākei,Ngāti Tamaoho,Ngāti Tamaterā,Te Ākitai Waiohua | 2.33 | 2 | 2 | 2009 | te puna wai | no | 5 | 1 | 2 | CCTV Available (10-20 Years Old) & Soil Type Available | 3.0812 | 3 | 1 | 3 | 2.5 | Property Parcels | 1 |  | 5 | 1.23 | 0.012577 | Modelled Flow Data Used & Depth Available | 125.9364 | 8
3176 | 3440 | 915672 | 10089549 | 193967 | DSBHV | Beach Haven Branch Sewer TS10 | Gravity | Pipe | Buried | OP | CONC | None | 2004-05-01 | 4.77 | 4.6 | dwg | NI | Transmission | Legacy | 2 |  |  | 4 | 675 | [5 empty] | 64202 | NA |  | 80.33 |  | WSL |  | Te Kawerau a Maki,Ngāti Whātua,Ngāti Maru,Ngāti Whātua o Ōrākei,Ngāti Tamaoho,Ngāti Manuhiri,Ngāti Whanaunga,Ngāti Tamaterā,Ngāti Pāoa,Ngāi Tai ki Tāmaki,Ngāti Hako,Te Ākitai Waiohua | 1 | 1 |  |  |  | no | 1 | 1 | 1 | CCTV NOT Available or Over 30 Years Old & Soil Type Available | 3.0807 | 3 | 2 | 3 | 2.5 | Property Parcels | 1 |  | 5 | 1.23 | 0.041348 | Modelled Flow Data Used & Depth Available | 80.3272 | 4
3210 | 3474 | 918163 | 10089550 | 194021 | DSBHV | Beach Haven Branch Sewer TS10 | Gravity | Pipe | Buried | OP | CONC | None | 2004-05-01 | 4.9 | 4.77 | dwg | NI | Transmission | Legacy | 2 |  |  | 4 | 675 | [5 empty] | 64203 | NA |  | 67.15 |  | WSL |  | Te Kawerau a Maki,Ngāti Whātua,Ngāti Maru,Ngāti Whātua o Ōrākei,Ngāti Tamaoho,Ngāti Manuhiri,Ngāti Whanaunga,Ngāti Tamaterā,Ngāti Pāoa,Ngāi Tai ki Tāmaki,Ngāti Hako,Te Ākitai Waiohua | 1 | 1 |  |  |  | no | 1 | 1 | 1 | CCTV NOT Available or Over 30 Years Old & Soil Type Available | 3.0807 | 3 | 2 | 3 | 2.5 | Property Parcels | 1 |  | 5 | 1.23 | 0.041348 | Modelled Flow Data Used & Depth Available | 67.1544 | 4
4129 | 4411 | 938175 | 10089548 | 193775 | DSBHV | Beach Haven Branch Sewer TS10 | Gravity | Pipe | Buried | OP | CONC | None | 2004-05-01 | 4.6 | 4.56 | dwg | NI | Transmission | Legacy | 2 |  |  | 4 | 675 | [5 empty] | 64201 | NA |  | 25.9 |  | WSL |  | Te Kawerau a Maki,Ngāti Whātua,Ngāti Maru,Ngāti Whātua o Ōrākei,Ngāti Tamaoho,Ngāti Manuhiri,Ngāti Whanaunga,Ngāti Tamaterā,Ngāti Pāoa,Ngāi Tai ki Tāmaki,Ngāti Hako,Te Ākitai Waiohua | 1 | 1 |  |  |  | no | 1 | 1 | 1 | CCTV NOT Available or Over 30 Years Old & Soil Type Available | 3.0807 | 3 | 2 | 3 | 2.5 | Property Parcels | 1 |  | 5 | 1.23 | 0.041348 | Modelled Flow Data Used & Depth Available | 25.9012 | 4
3758 | 4033 | 915670 | 10089546 | 82593608 | DSBHV | Beach Haven Branch Sewer TS10 | Gravity | Pipe | Buried | OP | CONC | None | 2004-05-01 | 4.22 | 4.18 | dwg | NI | Transmission | Legacy | 2 |  |  | 4 | 675 | ASBUILT | ASBUILT | ASBUILT | ASBUILT | CONS | 64199 | NA |  | 15.72 | ASBUILT | WSL |  | Te Kawerau a Maki,Ngāti Whātua,Ngāti Maru,Ngāti Whātua o Ōrākei,Ngāti Tamaoho,Ngāti Manuhiri,Ngāti Whanaunga,Ngāti Tamaterā,Ngāti Pāoa,Ngāi Tai ki Tāmaki,Ngāti Hako,Te Ākitai Waiohua | 1 | 1 |  |  |  | no | 1 | 1 | 1 | CCTV NOT Available or Over 30 Years Old & Soil Type Available | 3.0807 | 3 | 2 | 3 | 2.5 | Property Parcels | 1 |  | 5 | 1.23 | 0.041348 | Modelled Flow Data Used & Depth Available | 15.7169 | 4
1710 | 1863 | 14976 | 10006928 | 196219 | DSONT | Onehunga Tradewaste | Gravity | Pipe | Buried | OP | CONC | None | 1965-06-30 | -0.45 | -0.48 | dwg | WI | Transmission | GP06018 | 2 |  |  | 4 | 600 | [5 empty] | 76161 | NA |  | 9.42 |  | WSL |  | Waikato,Te Kawerau a Maki,Ngāti Whātua,Ngāti Maru,Ngāti Whātua o Ōrākei,Ngāti Tamaoho,Ngāti Tamaterā,Ngāti Pāoa,Ngāi Tai ki Tāmaki,Ngāti Hako,Te Ākitai Waiohua | 2 | 2 | 2 | 2018 | CCTV Footage Review Log South_Latest.xls | yes | 1 | 1 | 2 | CCTV Available (0-10 Years Old) & Soil Type Available | 3.0807 | 3 | 1 | 3 | 2.5 | Property Parcels | 1 | Aquifer - Onehunga Volcanic Aquifer | 5 | 1.23 | 0.013072 | Modelled Flow Data Used & Depth Available | 9.4155 | 8
1815 | 1979 | 15283 | 10005017 | 193860 | DSB9C | Branch 9C Carrington | Gravity | Pipe | Buried | OP | CONC | None | 1946-06-30 | 8.81 | 8.71 | dwg | OM | Transmission | Legacy | 2 |  |  | 4 | 750 | [5 empty] | 74542 | NA |  | 30 |  | WSL |  | Te Kawerau a Maki,Ngāti Whātua,Ngāti Maru,Ngāti Whātua o Ōrākei,Ngāti Tamaoho,Ngāti Tamaterā,Ngāi Tai ki Tāmaki,Ngāti Hako,Te Ākitai Waiohua | 2.29 | 2 | 2 | 2012 | te puna wai | no | 1 | 1 | 3 | CCTV Available (10-20 Years Old) & Soil Type Available | 3.0796 | 3 | 1 | 3 | 2.5 | Property Parcels | 1 | Place Of Historic Heritage - Oakley Creek historic landscape, including stone walls, mill site, historic bridge, Maori occupation site, and karaka trees, Significant Ecological Area - SEA_T_6008 | 5 | 1.23 | 0.014053 | Modelled Flow Data Used & Depth Available | 29.9966 | 8
4213 | 4498 | 934993 | 10089338 | 193930 | DSBAV | Bayview Branch Sewer TS13 | Gravity | Pipe | Bridged | OP | CONC | None | 1972-01-01 |  |  | dwg | NI | Transmission | Legacy | 2 |  |  | 4 | 440 | [5 empty] | 64095 | NA |  | 37.98 |  | WSL |  | Te Kawerau a Maki,Ngāti Whātua,Ngāti Maru,Ngāti Whātua o Ōrākei,Ngāti Tamaoho,Ngāti Manuhiri,Ngāti Whanaunga,Ngāti Tamaterā,Ngāti Pāoa,Ngāi Tai ki Tāmaki,Ngāti Hako,Te Ākitai Waiohua | 1.71 | 2 |  |  | CCTV app | yes | 1 | 1 | 2 | CCTV NOT Available or Over 30 Years Old & Soil Type Not Available | 3.078 | 3 | 1 | 5 | 2.5 | Property Parcels | 1 | Significant Ecological Area - SEA_T_8320 | 1.5 | 1.235 | 0.022205 | Modelled Flow Data Used & Depth Available | 37.9806 | 8
3363 | 3631 | 932193 | 10088934 | 197605 | DSTPW | Takapuna West Branch Sewer TS3 | Gravity | Pipe | Buried | OP | CONC | None | 1965-01-01 |  |  | dwg | NI | Transmission | Legacy | 2 |  |  | 4 | 800 | [5 empty] | 65463 | NA |  | 13.87 |  | WSL |  | Te Kawerau a Maki,Ngāti Whātua,Ngāti Maru,Ngāti Whātua o Ōrākei,Ngāti Tamaoho,Te Patukirikiri,Ngāti Whanaunga,Ngāti Tamaterā,Ngāti Pāoa,Ngāi Tai ki Tāmaki,Ngāti Hako,Te Ākitai Waiohua | 3 | 3 | 3 | 2016 | te puna wai | no | 1 | 1 | 2 | CCTV Available (0-10 Years Old) & Soil Type Available | 3.0774 | 3 | 3 | 4 | 2.5 | Property Parcels | 1 |  | 1.5 | 1.17 | 0.14625 | Modelled Flow Data Used & Depth Available | 13.8738 | 14
4191 | 4475 | 930506 | 10087765 | 195039 | DSGLR | Glenfield Relief Branch Sewer TS4A New | Gravity | Pipe | Buried | OP | CONC | None | 2005-07-21 |  |  | dwg | NI | Transmission | Legacy | 2 |  |  | 4 | 1050 | [5 empty] | 64694 | NA |  | 52.14 |  | WSL |  | Te Kawerau a Maki,Ngāti Whātua,Ngāti Maru,Ngāti Whātua o Ōrākei,Ngāti Tamaoho,Ngāti Manuhiri,Te Patukirikiri,Ngāti Whanaunga,Ngāti Tamaterā,Ngāti Pāoa,Ngāi Tai ki Tāmaki,Ngāti Hako,Te Ākitai Waiohua | 1.76 | 2 |  |  |  | no | 5 | 1 | 1 | CCTV NOT Available or Over 30 Years Old & Soil Type Available | 3.074 | 3 | 3 | 4 | 2.5 | Property Parcels, Building Outlines | 1 |  | 1.5 | 1.17 | 0.13936 | Modelled Flow Data Used & Depth Available | 52.1391 | 8
1022 | 1080 | 16494 | 10006647 | 196028 | DSNWL | New Lynn Branch | Gravity | Pipe | Bridged | OP | CONC | None | 1958-06-30 | 3.63 | 3.62 | dwg | WI | Transmission | Legacy | 2 |  |  | 4 | 762 | [5 empty] | 75985 | NA |  | 2.87 |  | WSL |  | Waikato,Te Kawerau a Maki,Ngāti Whātua,Ngāti Whātua o Ōrākei,Ngāti Tamaoho,Ngāti Tamaterā,Te Ākitai Waiohua | 3 | 3 | 3 | 2018 | CCTV Footage Review Log South_Latest.xls | no | 1 | 1 | 3 | CCTV Available (0-10 Years Old) & Soil Type Not Available | 3.0711 | 3 | 1 | 5 | 2.5 | Property Parcels | 1 |  | 1 | 1.215 | 0.0013062 | Modelled Flow Data Used & Depth Available | 2.874 | 14
517 | 540 | 16553 | 10009334 | 197764 | DSWIN | Western Interceptor | Gravity | Pipe | Buried | OP | CONC | None | 1964-06-30 | 4.94 | 4.81 | dwg | WI | Transmission | Legacy | 1 |  |  | 4 | 1350 | [5 empty] | 78447 | NA |  | 112.02 |  | WSL |  | Te Kawerau a Maki,Ngāti Whātua,Ngāti Whātua o Ōrākei,Ngāti Tamaoho,Ngāti Tamaterā,Ngāi Tai ki Tāmaki,Te Ākitai Waiohua | 3 | 3 | 3 | 2016 | te puna wai | no | 1 | 3 | 2 | CCTV Available (0-10 Years Old) & Soil Type Available | 3.0707 | 3 | 5 | 5 | 1 |  | 1 |  | 1 | 0.755 | 0.26292 | Modelled Flow Data Used & Depth Available | 112.0178 | 14
351 | 363 | 17485 | 10009331 | 197808 | DSWIN | Western Interceptor | Gravity | Pipe | Buried | OP | CONC | None | 1964-06-30 | 4.77 | 4.68 | 1.0g | WI | Transmission | GP11013 | 1 |  |  | 4 | 1350 | [5 empty] | 78443 | NA |  | 81.44 |  | WSL |  | Te Kawerau a Maki,Ngāti Whātua,Ngāti Whātua o Ōrākei,Ngāti Tamaoho,Ngāti Tamaterā,Ngāi Tai ki Tāmaki,Te Ākitai Waiohua | 2 | 2 | 2 | 2016 | te puna wai | no | 1 | 3 | 2 | CCTV Available (0-10 Years Old) & Soil Type Available | 3.0706 | 3 | 5 | 5 | 1 |  | 1 |  | 1 | 0.755 | 0.26287 | Modelled Flow Data Used & Depth Available | 81.4437 | 8
516 | 539 | 16554 | 10009335 | 197369 | DSWIN | Western Interceptor | Gravity | Pipe | Buried | OP | CONC | None | 1964-06-30 | 5.05 | 4.94 | dwg | WI | Transmission | Legacy | 1 |  |  | 4 | 1350 | [5 empty] | 78448 | NA |  | 89.95 |  | WSL |  | Te Kawerau a Maki,Ngāti Whātua,Ngāti Whātua o Ōrākei,Ngāti Tamaoho,Ngāti Tamaterā,Ngāi Tai ki Tāmaki,Te Ākitai Waiohua | 3 | 3 | 3 | 2016 | te puna wai | no | 1 | 3 | 2 | CCTV Available (0-10 Years Old) & Soil Type Available | 3.0698 | 3 | 5 | 5 | 1 |  | 1 |  | 1 | 0.755 | 0.2626 | Modelled Flow Data Used & Depth Available | 89.9455 | 14
515 | 538 | 16555 | 10009336 | 197809 | DSWIN | Western Interceptor | Gravity | Pipe | Buried | OP | CONC | None | 1964-06-30 | 5.21 | 5.05 | dwg | WI | Transmission | Legacy | 1 |  |  | 4 | 1350 | [5 empty] | 78449 | NA |  | 121.43 |  | WSL |  | Te Kawerau a Maki,Ngāti Whātua,Ngāti Whātua o Ōrākei,Ngāti Tamaoho,Ngāti Tamaterā,Ngāi Tai ki Tāmaki,Te Ākitai Waiohua | 2 | 2 | 2 | 2016 | te puna wai | no | 1 | 3 | 2 | CCTV Available (0-10 Years Old) & Soil Type Available | 3.0695 | 3 | 5 | 5 | 1 |  | 1 |  | 1 | 0.755 | 0.26248 | Modelled Flow Data Used & Depth Available | 121.4301 | 8
4544 | 4848 | 4827522 | 10114921 | 316892 | DSMAS | Massey Branch | Siphon | Pipe | Buried | OP | PE | None | 2018-11-16 | 1.52 | 0.19 | 0.1s | WI | Transmission | T0001551 | 2 |  |  | 4 | 560 | [6 empty] | NA |  | 293.7 |  | WSL |  | Te Kawerau a Maki,Ngāti Whātua,Ngāti Whātua o Ōrākei,Ngāti Tamaoho,Ngāti Tamaterā,Te Ākitai Waiohua | 1 | 1 |  |  |  | no | 1 | 1 | 1 | CCTV NOT Available or Over 30 Years Old & Soil Type Available | 3.0695 | 3 | 2 | 5 | 2.5 | Property Parcels | 1 | Ocean Intercept, Significant Ecological Area - SEA-M2-55a | 5 | 1.355 | 0.4 | Diameter Used For Flow Approximation & Depth Available | 293.6999 | 4
1703 | 1856 | 16466 | 10006181 | 195202 | DSKEL | Kelston Branch | Gravity | Pipe | Bridged | OP | CLS | None | 1967-06-30 | 7.26 | 7.05 | dwg | WI | Transmission | DU0303 | 2 |  |  | 4 | 470 | [5 empty] | 75585 | NA |  | 61.77 |  | WSL |  | Te Kawerau a Maki,Ngāti Whātua,Ngāti Whātua o Ōrākei,Ngāti Tamaoho,Ngāti Tamaterā,Te Ākitai Waiohua | 3.47 | 3 | 3 | 2017 | CCTV Footage Review Log South_Latest.xls | no | 1 | 1 | 5 | CCTV Available (0-10 Years Old) & Soil Type Not Available | 3.0695 | 3 | 2 | 5 | 2.5 | Property Parcels | 1 | Ocean Intercept, Significant Ecological Area - SEA_T_4907 | 5 | 1.355 | 0.4 | Diameter Used For Flow Approximation & Depth Available | 61.7741 | 14
862 | 903 | 15553 | 10004809 | 193702 | DSB3C | Branch 3C Khyber Pass | Gravity | Pipe | Buried | OP | BRICK | None | 1927-06-30 | 59.3 | 58.8 | dwg | OM | Transmission | Legacy | 2 |  |  | 4 | 1200 | [5 empty] | 74411 | NA |  | 73.93 |  | WSL |  | Waikato,Te Kawerau a Maki,Ngāti Whātua,Ngāti Maru,Ngāti Whātua o Ōrākei,Ngāti Tamaoho,Te Patukirikiri,Ngāti Tamaterā,Ngāti Pāoa,Ngāi Tai ki Tāmaki,Ngāti Hako,Te Ākitai Waiohua | 3 | 3 | 3 | 2009 | te puna wai | no | 1 | 1 | 3 | CCTV Available (10-20 Years Old) & Soil Type Available | 3.0686 | 3 | 1 | 5 | 2.5 | Property Parcels, Building Outlines | 1 |  | 1 | 1.215 | 0.0036195 | Modelled Flow Data Used & Depth Available | 73.9294 | 14
1117 | 1177 | 15551 | 10004807 | 193459 | DSB3C | Branch 3C Khyber Pass | Gravity | Pipe | Buried | OP | BRICK | None | 1927-06-30 | 51.93 | 51.41 | dwg | OM | Transmission | Legacy | 2 |  |  | 4 | 1200 | [5 empty] | 74409 | NA |  | 76.79 |  | WSL |  | Waikato,Te Kawerau a Maki,Ngāti Whātua,Ngāti Maru,Ngāti Whātua o Ōrākei,Ngāti Tamaoho,Te Patukirikiri,Ngāti Tamaterā,Ngāti Pāoa,Ngāi Tai ki Tāmaki,Ngāti Hako,Te Ākitai Waiohua | 3 | 3 | 3 | 2012 | te puna wai | no | 1 | 1 | 3 | CCTV Available (10-20 Years Old) & Soil Type Available | 3.0683 | 3 | 1 | 5 | 2.5 | Property Parcels | 1 |  | 1 | 1.215 | 0.0039123 | Modelled Flow Data Used & Depth Available | 76.7907 | 14
863 | 904 | 15552 | 10004808 | 193611 | DSB3C | Branch 3C Khyber Pass | Gravity | Pipe | Buried | OP | BRICK | None | 1927-06-30 | 55.61 | 55.21 | dwg | OM | Transmission | Legacy | 2 |  |  | 4 | 1200 | [5 empty] | 74410 | NA |  | 60.2 |  | WSL |  | Waikato,Te Kawerau a Maki,Ngāti Whātua,Ngāti Maru,Ngāti Whātua o Ōrākei,Ngāti Tamaoho,Te Patukirikiri,Ngāti Tamaterā,Ngāti Pāoa,Ngāi Tai ki Tāmaki,Ngāti Hako,Te Ākitai Waiohua | 2.29 | 2 | 2 | 2009 | te puna wai | no | 1 | 1 | 3 | CCTV Available (10-20 Years Old) & Soil Type Available | 3.0683 | 3 | 1 | 5 | 2.5 | Property Parcels | 1 |  | 1 | 1.215 | 0.0039123 | Modelled Flow Data Used & Depth Available | 60.2009 | 8
2988 | 3248 | 2569239 | 10089316 | 193679 | DSBAV | Bayview Branch Sewer TS13 | Gravity | Pipe | Buried | OP | CONC | None | 2002-02-07 | 2.64 | 2.62 | dwg | NI | Transmission | Legacy | 2 |  |  | 4 | 740 | [5 empty] | 64073 | NA |  | 5.94 |  | WSL |  | Te Kawerau a Maki,Ngāti Whātua,Ngāti Maru,Ngāti Whātua o Ōrākei,Ngāti Tamaoho,Ngāti Manuhiri,Ngāti Whanaunga,Ngāti Tamaterā,Ngāti Pāoa,Ngāi Tai ki Tāmaki,Ngāti Hako,Te Ākitai Waiohua | 1 | 1 |  |  |  | no | 1 | 1 | 1 | CCTV NOT Available or Over 30 Years Old & Soil Type Available | 3.0681 | 3 | 2 | 3 | 2.5 | Property Parcels | 1 |  | 5 | 1.23 | 0.078101 | Modelled Flow Data Used & Depth Available | 5.9371 | 4
988 | 1044 | 15549 | 10004802 | 193854 | DSB3C | Branch 3C Khyber Pass | Gravity | Pipe | Buried | OP | BRICK | None | 1927-06-30 | 45.98 | 45.54 | dwg | OM | Transmission | Legacy | 2 |  |  | 4 | 1310 | [5 empty] | 74402 | NA |  | 69.57 |  | WSL |  | Waikato,Te Kawerau a Maki,Ngāti Whātua,Ngāti Maru,Ngāti Whātua o Ōrākei,Ngāti Tamaoho,Te Patukirikiri,Ngāti Tamaterā,Ngāti Pāoa,Ngāi Tai ki Tāmaki,Ngāti Hako,Te Ākitai Waiohua | 3 | 3 | 3 | 2012 | te puna wai | no | 1 | 1 | 3 | CCTV Available (10-20 Years Old) & Soil Type Available | 3.0672 | 3 | 1 | 5 | 2.5 | Property Parcels, Building Outlines | 1 |  | 1 | 1.215 | 0.0049129 | Modelled Flow Data Used & Depth Available | 69.5684 | 14
157 | 163 | 16295 | 10007024 | 196234 | DSORM | Orakei Main Sewer | Gravity | Pipe | Buried | OP | CONC | None | 1959-06-30 | 0.79 | 0.18 | dwg | OM | Transmission | Legacy | 1 |  |  | 4 | 1600 | [5 empty] | 76238 | NA |  | 241.56 |  | WSL |  | Waikato,Te Kawerau a Maki,Ngāti Whātua,Ngāti Maru,Ngāti Whātua o Ōrākei,Ngāti Tamaoho,Te Patukirikiri,Ngāti Whanaunga,Ngāti Tamaterā,Ngāti Pāoa,Ngāi Tai ki Tāmaki,Ngāti Hako,Te Ākitai Waiohua | 2.56 | 3 | 1 | 2013 | te puna wai | no | 5 | 1 | 3 | CCTV Available (10-20 Years Old) & Soil Type Available | 3.0668 | 3 | 2 | 5 | 2.5 | Property Parcels, Building Outlines | 1 |  | 1 | 1.215 | 0.017756 | Modelled Flow Data Used & Depth Available | 241.5598 | 14
1951 | 2136 | 16796 | 10009574 | 197400 | DSWSL | Westlynn Branch | Gravity | Pipe | Bridged | OP | VC | None | 1958-06-30 | 19.04 | 18.77 | dwg | WI | Transmission | Legacy | 2 |  |  | 4 | 225 | [5 empty] | 78660 | NA |  | 32.54 |  | WSL |  | Waikato,Te Kawerau a Maki,Ngāti Whātua,Ngāti Whātua o Ōrākei,Ngāti Tamaoho,Ngāti Tamaterā,Te Ākitai Waiohua | 2 | 2 | 2 | 2008 | te puna wai | no | 1 | 1 | 2 | CCTV Available (10-20 Years Old) & Soil Type Not Available | 3.0666 | 3 | 1 | 5 | 2.5 | Property Parcels | 1 |  | 1 | 1.215 | 0.0054791 | Modelled Flow Data Used & Depth Available | 32.5357 | 8
1968 | 2153 | 17828 | 10007881 | 196802 | DSROD | Royal Oak Diversion | Gravity | Pipe | Buried | OP | CONC | None | 2003-12-09 | 46.83 | 46.56 | dwg | WI | Transmission | Legacy | 2 |  |  | 4 | 1200 | [5 empty] | 77127 | NA |  | 112.73 |  | WSL |  | Waikato,Te Kawerau a Maki,Ngāti Whātua,Ngāti Maru,Ngāti Whātua o Ōrākei,Ngāti Tamaoho,Ngāti Tamaterā,Ngāi Tai ki Tāmaki,Ngāti Hako,Te Ākitai Waiohua | 1.59 | 2 |  |  |  | no | 3 | 3 | 1 | CCTV NOT Available or Over 30 Years Old & Soil Type Available | 3.0664 | 3 | 2 | 5 | 2.5 | Property Parcels, Building Outlines | 1 | Aquifer - Onehunga Volcanic Aquifer | 1 | 1.215 | 0.018857 | Modelled Flow Data Used & Depth Available | 112.7312 | 8
4561 | 647008 | 17373 | 10006346 | 187856 | DSMAN | Manurewa Branch | Gravity | Pipe | Buried | OP | CONC | None | 1966-06-30 |  |  | dwg | SI | Transmission | Legacy | 2 |  |  | 4 | 450 | [5 empty] | 75731 |  |  | 19.63 |  | WSL |  | Waikato,Ngāti Maru,Ngāti Tamaoho,Ngāti Whanaunga,Ngāti Tamaterā,Ngāti Pāoa,Ngāi Tai ki Tāmaki,Ngāti Hako,Te Ākitai Waiohua | 2.46 | 2 |  |  | CCTV app | yes | 5 | 1 | 2 | CCTV NOT Available or Over 30 Years Old & Soil Type Available | 3.065 | 3 | 2 | 2 | 3.5 | Property Parcels, Building Outlines | 1 |  | 1.5 | 1.35 | 0.4 | Diameter Used For Flow Approximation & Depth Available | 19.6279 | 8
2921 | 3179 | 2538703 | 10080638 | 197167 | DSSWN | Swanson Branch | Gravity | Pipe | Exposed | OP | PE | None | 2012-10-03 |  |  | 0.1s | WI | Transmission | T0000421 | 2 |  |  | 4 | 407 | [5 empty] | 77668 | NA |  | 4.13 |  | WSL |  | Te Kawerau a Maki,Ngāti Whātua,Ngāti Whātua o Ōrākei,Ngāti Tamaoho,Ngāti Tamaterā,Te Ākitai Waiohua | 1.76 | 2 |  |  |  | no | 5 | 1 | 1 | CCTV NOT Available or Over 30 Years Old & Soil Type Available | 3.065 | 3 | 2 | 2 | 3.5 | Property Parcels, Building Outlines | 1 |  | 1.5 | 1.35 | 0.4 | Diameter Used For Flow Approximation & Depth Available | 4.1291 | 8
2918 | 3176 | 2538704 | 10080639 | 196992 | DSSWN | Swanson Branch | Gravity | Pipe | Exposed | OP | PE | None | 2012-10-03 |  |  | 0.1s | WI | Transmission | T0000421 | 2 |  |  | 4 | 407 | [5 empty] | 77687 | NA |  | 4.11 |  | WSL |  | Te Kawerau a Maki,Ngāti Whātua,Ngāti Whātua o Ōrākei,Ngāti Tamaoho,Ngāti Tamaterā,Te Ākitai Waiohua | 1.76 | 2 |  |  |  | no | 5 | 1 | 1 | CCTV NOT Available or Over 30 Years Old & Soil Type Available | 3.065 | 3 | 2 | 2 | 3.5 | Property Parcels, Building Outlines | 1 |  | 1.5 | 1.35 | 0.4 | Diameter Used For Flow Approximation & Depth Available | 4.1136 | 8
3095 | 3356 | 920832 | 10088408 | 195639 | DSNRO | Northboro Branch Sewer TS2 | Gravity | Pipe | Buried | OP | CONC | None | 1967-01-01 |  |  | dwg | NI | Transmission | Legacy | 2 |  |  | 4 | 570 | [5 empty] | 65162 | NA |  | 277.84 |  | WSL |  | Te Kawerau a Maki,Ngāti Whātua,Ngāti Maru,Ngāti Whātua o Ōrākei,Ngāti Tamaoho,Te Patukirikiri,Ngāti Whanaunga,Ngāti Tamaterā,Ngāti Pāoa,Ngāi Tai ki Tāmaki,Ngāti Hako,Te Ākitai Waiohua | 1.71 | 2 |  |  |  | no | 1 | 1 | 2 | CCTV NOT Available or Over 30 Years Old & Soil Type Available | 3.065 | 3 | 2 | 2 | 3.5 | Property Parcels, Building Outlines | 1 |  | 1.5 | 1.35 | 0.4 | Diameter Used For Flow Approximation & Depth Available | 277.8379 | 8
3538 | 3811 | 907839 | 10089921 | 194402 | DSCHH | Church House Branch Sewer TS21 | Gravity | Pipe | Buried | OP | CONC | None | 1990-01-01 |  |  | dwg | NI | Transmission | Legacy | 2 |  |  | 4 | 457 | [5 empty] | 64403 | NA |  | 87.6 |  | WSL |  | Te Kawerau a Maki,Ngāti Whātua,Ngāti Maru,Ngāti Whātua o Kaipara,Ngāti Whātua o Ōrākei,Ngāti Tamaoho,Ngāti Manuhiri,Ngāti Whanaunga,Ngāti Tamaterā,Ngāi Tai ki Tāmaki,Ngāti Hako,Te Ākitai Waiohua | 1.21 | 1 |  |  |  | no | 1 | 3 | 1 | CCTV NOT Available or Over 30 Years Old & Soil Type Available | 3.065 | 3 | 2 | 2 | 3.5 | Property Parcels, Building Outlines | 1 |  | 1.5 | 1.35 | 0.4 | Diameter Used For Flow Approximation & Depth Available | 87.602 | 4
3564 | 3837 | 905965 | 10089920 | 194043 | DSCHH | Church House Branch Sewer TS21 | Gravity | Pipe | Buried | OP | CONC | None | 1990-01-01 |  |  | dwg | NI | Transmission | Legacy | 2 |  |  | 4 | 457 | [5 empty] | 64402 | NA |  | 82.33 |  | WSL |  | Te Kawerau a Maki,Ngāti Whātua,Ngāti Maru,Ngāti Whātua o Kaipara,Ngāti Whātua o Ōrākei,Ngāti Tamaoho,Ngāti Manuhiri,Ngāti Whanaunga,Ngāti Tamaterā,Ngāi Tai ki Tāmaki,Ngāti Hako,Te Ākitai Waiohua | 1.21 | 1 |  |  |  | no | 1 | 3 | 1 | CCTV NOT Available or Over 30 Years Old & Soil Type Available | 3.065 | 3 | 2 | 2 | 3.5 | Property Parcels, Building Outlines | 1 |  | 1.5 | 1.35 | 0.4 | Diameter Used For Flow Approximation & Depth Available | 82.3345 | 4
3577 | 3850 | 938792 | 10089684 | 194254 | DSBKD | Birkdale Branch Sewer TS14 | Gravity | Pipe | Buried | OP | CONC | None | 1962-01-01 |  |  | dwg | NI | Transmission | Legacy | 2 |  |  | 4 | 440 | [5 empty] | 64272 | NA |  | 26.77 |  | WSL |  | Te Kawerau a Maki,Ngāti Whātua,Ngāti Maru,Ngāti Whātua o Ōrākei,Ngāti Tamaoho,Ngāti Manuhiri,Ngāti Whanaunga,Ngāti Tamaterā,Ngāti Pāoa,Ngāi Tai ki Tāmaki,Ngāti Hako,Te Ākitai Waiohua | 2.41 | 2 |  |  |  | no | 1 | 1 | 3 | CCTV NOT Available or Over 30 Years Old & Soil Type Available | 3.065 | 3 | 2 | 2 | 3.5 | Property Parcels, Building Outlines | 1 |  | 1.5 | 1.35 | 0.4 | Diameter Used For Flow Approximation & Depth Available | 26.7702 | 8
4469 | 4765 | 4537529 | 10087204 | 195538 | DSMSN | Massey North Branch | Gravity | Pipe | Buried | OP | PE | None | 2012-11-09 |  |  | dwg | WI | Transmission | T0000613 | 2 |  |  | 4 | 550 | [5 empty] | 75917 | NA |  | 9.75 |  | WSL |  | Te Kawerau a Maki,Ngāti Whātua,Ngāti Maru,Ngāti Whātua o Kaipara,Ngāti Whātua o Ōrākei,Ngāti Tamaoho,Ngāti Manuhiri,Ngāti Tamaterā,Ngāti Hako,Te Ākitai Waiohua | 1 | 1 |  |  |  | no | 1 | 1 | 1 | CCTV NOT Available or Over 30 Years Old & Soil Type Available | 3.065 | 3 | 2 | 2 | 3.5 | Property Parcels, Building Outlines | 1 |  | 1.5 | 1.35 | 0.4 | Diameter Used For Flow Approximation & Depth Available | 9.7542 | 4
3646 | 3920 | 903833 | 10088403 | 196169 | DSNRO | Northboro Branch Sewer TS2 | Gravity | Pipe | Bridged | OP | CONC | None | 1967-01-01 |  |  | dwg | NI | Transmission | Legacy | 2 |  |  | 4 | 570 | [5 empty] | 65158 | NA |  | 2.98 |  | WSL |  | Te Kawerau a Maki,Ngāti Whātua,Ngāti Maru,Ngāti Whātua o Ōrākei,Ngāti Tamaoho,Te Patukirikiri,Ngāti Whanaunga,Ngāti Tamaterā,Ngāti Pāoa,Ngāi Tai ki Tāmaki,Ngāti Hako,Te Ākitai Waiohua | 1.71 | 2 |  |  |  | no | 1 | 1 | 2 | CCTV NOT Available or Over 30 Years Old & Soil Type Not Available | 3.0645 | 3 | 1 | 5 | 2.5 | Property Parcels | 1 |  | 1.5 | 1.235 | 0.034456 | Modelled Flow Data Used & Depth Available | 2.9845 | 8
1402 | 1498 | 15548 | 10004801 | 193700 | DSB3C | Branch 3C Khyber Pass | Gravity | Pipe | Buried | OP | BRICK | None | 1927-06-30 | 45.31 | 44.83 | dwg | OM | Transmission | Legacy | 2 |  |  | 4 | 1310 | [5 empty] | 74401 | NA |  | 83.9 |  | WSL |  | Waikato,Te Kawerau a Maki,Ngāti Whātua,Ngāti Maru,Ngāti Whātua o Ōrākei,Ngāti Tamaoho,Te Patukirikiri,Ngāti Tamaterā,Ngāti Pāoa,Ngāi Tai ki Tāmaki,Ngāti Hako,Te Ākitai Waiohua | 3 | 3 | 3 | 2012 | te puna wai | no | 1 | 1 | 3 | CCTV Available (10-20 Years Old) & Soil Type Available | 3.0639 | 3 | 1 | 5 | 2.5 | Property Parcels, Building Outlines | 1 |  | 1 | 1.215 | 0.0080144 | Modelled Flow Data Used & Depth Available | 83.8992 | 14
4427 | 4723 | 4521894 | 10106854 | 196669 | DSPKE | Pukekohe Branch Sewer | Rising | Pipe | Buried | OP | GRP | None | 2017-08-01 |  |  | 0.1s | SI | Transmission | T0001200 | 2 |  |  | 4 | 650 | [5 empty] | 76850 | NA |  | 696.15 |  | WSL |  | Waikato,Ngāti Maru,Ngāti Tamaoho,Ngāi Tai ki Tāmaki,Ngāti Hako,Te Ākitai Waiohua | 1.76 | 2 |  |  |  | no | 5 | 1 | 1 | CCTV NOT Available or Over 30 Years Old & Soil Type Available | 3.062 | 3 | 3 | 5 | 1 |  | 1 | Aquifer - Franklin Volcanic Aquifer | 1.5 | 0.77 | 0.6 | Diameter Used For Flow Approximation & Depth Available | 696.1505 | 8
1885 | 2061 | 17703 | 10006918 | 196367 | DSONE | Onehunga Branch | Rising | Pipe | Buried | OP | CONC | None | 1962-06-30 |  |  | dwg | WI | Transmission | Legacy | 2 |  |  | 4 | 750 | [5 empty] | 76145 | NA |  | 82.51 |  | WSL |  | Waikato,Te Kawerau a Maki,Ngāti Whātua,Ngāti Maru,Ngāti Whātua o Ōrākei,Ngāti Tamaoho,Ngāti Tamaterā,Ngāi Tai ki Tāmaki,Ngāti Hako,Te Ākitai Waiohua | 3.17 | 3 |  |  |  | no | 5 | 1 | 3 | CCTV NOT Available or Over 30 Years Old & Soil Type Available | 3.062 | 3 | 3 | 5 | 1 |  | 1 |  | 1.5 | 0.77 | 0.6 | Diameter Used For Flow Approximation & Depth Available | 82.5058 | 14
2006 | 2193 | 17730 | 10006921 | 195690 | DSONE | Onehunga Branch | Rising | Pipe | Buried | OP | CLS | None | 1992-07-01 | 0 | -2.44 | dwg | WI | Transmission | Legacy | 2 |  |  | 4 | 720 | [5 empty] | 76142 | NA |  | 57.24 |  | WSL |  | Waikato,Te Kawerau a Maki,Ngāti Whātua,Ngāti Maru,Ngāti Whātua o Ōrākei,Ngāti Tamaoho,Ngāti Tamaterā,Ngāi Tai ki Tāmaki,Ngāti Hako,Te Ākitai Waiohua | 2.46 | 2 |  |  |  | no | 5 | 1 | 2 | CCTV NOT Available or Over 30 Years Old & Soil Type Available | 3.062 | 3 | 3 | 5 | 1 |  | 1 |  | 1.5 | 0.77 | 0.6 | Diameter Used For Flow Approximation & Depth Available | 57.2404 | 8
4431 | 4727 | 4521897 | 10106855 | 196255 | DSPKE | Pukekohe Branch Sewer | Rising | Pipe | Buried | OP | MS | None | 2017-08-14 |  |  | 0.1s | SI | Transmission | T0001200 | 2 |  |  | 4 | 650 | [5 empty] | 76845 | NA |  | 13.11 |  | WSL |  | Waikato,Ngāti Maru,Ngāti Tamaoho,Ngāti Hako,Te Ākitai Waiohua | 1.76 | 2 |  |  |  | no | 5 | 1 | 1 | CCTV NOT Available or Over 30 Years Old & Soil Type Available | 3.062 | 3 | 3 | 5 | 1 |  | 1 | Aquifer - Franklin Volcanic Aquifer | 1.5 | 0.77 | 0.6 | Diameter Used For Flow Approximation & Depth Available | 13.1101 | 8
4425 | 4721 | 4521892 | 10106852 | 196254 | DSPKE | Pukekohe Branch Sewer | Rising | Pipe | Buried | OP | MS | None | 2017-08-14 |  |  | 0.1s | SI | Transmission | T0001200 | 2 |  |  | 4 | 650 | [5 empty] | 76851 | NA |  | 11.68 |  | WSL |  | Waikato,Ngāti Maru,Ngāti Tamaoho,Ngāi Tai ki Tāmaki,Ngāti Hako,Te Ākitai Waiohua | 1.76 | 2 |  |  |  | no | 5 | 1 | 1 | CCTV NOT Available or Over 30 Years Old & Soil Type Available | 3.062 | 3 | 3 | 5 | 1 |  | 1 | Aquifer - Franklin Volcanic Aquifer | 1.5 | 0.77 | 0.6 | Diameter Used For Flow Approximation & Depth Available | 11.6809 | 8
4426 | 4722 | 4521893 | 10106853 | 196598 | DSPKE | Pukekohe Branch Sewer | Rising | Pipe | Buried | OP | MS | None | 2017-08-14 |  |  | 0.1s | SI | Transmission | T0001200 | 2 |  |  | 4 | 650 | [5 empty] | 76853 | NA |  | 7.63 |  | WSL |  | Waikato,Ngāti Maru,Ngāti Tamaoho,Ngāi Tai ki Tāmaki,Ngāti Hako,Te Ākitai Waiohua | 1.76 | 2 |  |  |  | no | 5 | 1 | 1 | CCTV NOT Available or Over 30 Years Old & Soil Type Available | 3.062 | 3 | 3 | 5 | 1 |  | 1 | Aquifer - Franklin Volcanic Aquifer | 1.5 | 0.77 | 0.6 | Diameter Used For Flow Approximation & Depth Available | 7.6281 | 8
4351 | 4641 | 2657865 | 10096617 | 193227 | DPSI1 | Sidmouth Pump Station | Rising | Pipe | Buried | OP | PE | None | 2016-01-26 | 1.06 | 53.5 | 0.1s | NI | Transmission | T0000898 | 2 |  |  | 4 | 600 | [5 empty] | 63826 | NA |  | 6.6 |  | WSL |  | Te Kawerau a Maki,Ngāti Whātua,Ngāti Maru,Ngāti Whātua o Ōrākei,Ngāti Tamaoho,Ngāti Manuhiri,Te Patukirikiri,Ngāti Whanaunga,Ngāti Tamaterā,Ngāti Pāoa,Ngāi Tai ki Tāmaki,Ngāti Hako,Te Ākitai Waiohua | 1.76 | 2 |  |  |  | no | 5 | 1 | 1 | CCTV NOT Available or Over 30 Years Old & Soil Type Available | 3.062 | 3 | 3 | 5 | 1 |  | 1 |  | 1.5 | 0.77 | 0.6 | Diameter Used For Flow Approximation & Depth Available | 6.6048 | 8
1584 | 1721 | 17704 | 10006917 | 195689 | DSONE | Onehunga Branch | Rising | Pipe | Buried | OP | CLS | None | 1962-06-30 |  |  | dwg | WI | Transmission | Legacy | 2 |  |  | 4 | 700 | [5 empty] | 76146 | NA |  | 1.21 |  | WSL |  | Waikato,Te Kawerau a Maki,Ngāti Whātua,Ngāti Maru,Ngāti Whātua o Ōrākei,Ngāti Tamaoho,Ngāti Tamaterā,Ngāi Tai ki Tāmaki,Ngāti Hako,Te Ākitai Waiohua | 4.58 | 5 |  |  |  | no | 5 | 1 | 5 | CCTV NOT Available or Over 30 Years Old & Soil Type Available | 3.062 | 3 | 3 | 5 | 1 |  | 1 |  | 1.5 | 0.77 | 0.6 | Diameter Used For Flow Approximation & Depth Available | 1.2148 | 22
4438 | 4734 | 4521904 | 10106863 | 196399 | DSPKE | Pukekohe Branch Sewer | Rising | Pipe | Buried | OP | PE | None | 2017-08-01 |  |  | 0.1s | SI | Transmission | T0001200 | 2 |  |  | 4 | 600 | [5 empty] | 76838 | NA |  | 356.38 |  | WSL |  |  | 1.59 | 2 |  |  |  | no | 3 | 3 | 1 | CCTV NOT Available or Over 30 Years Old & Soil Type Not Available | 3.062 | 3 | 3 | 5 | 1 |  | 1 |  | 1.5 | 0.77 | 0.6 | Diameter Used For Flow Approximation & Depth Available | 356.3791 | 8
105 | 111 | 17893 | 10008857 | 197509 | DSTIN | Tamaki East Interceptor | Rising | Pipe | Buried | OP | CLS | None | 1973-06-30 |  |  | dwg | TE | Transmission | Legacy | 1 |  |  | 4 | 760 | [5 empty] | 78022 | NA |  | 239.28 |  | WSL |  | Waikato,Te Kawerau a Maki,Ngāti Maru,Ngāti Whātua o Ōrākei,Ngāti Tamaoho,Ngāti Whanaunga,Ngāti Tamaterā,Ngāti Pāoa,Ngāi Tai ki Tāmaki,Ngāti Hako,Te Ākitai Waiohua | 4.41 | 4 |  |  |  | no | 3 | 3 | 5 | CCTV NOT Available or Over 30 Years Old & Soil Type Available | 3.062 | 3 | 3 | 5 | 1 |  | 1 |  | 1.5 | 0.77 | 0.6 | Diameter Used For Flow Approximation & Depth Available | 239.2826 | 18
107 | 113 | 17913 | 10099284 | 197309 | DSTIN | Tamaki East Interceptor | Rising | Pipe | Buried | OP | CONC | None | 1973-06-30 |  |  | dwg | TE | Transmission | Legacy | 1 |  |  | 4 | 750 | [5 empty] | 78024 | NA |  | 18.6 |  | WSL |  | Waikato,Te Kawerau a Maki,Ngāti Maru,Ngāti Whātua o Ōrākei,Ngāti Tamaoho,Ngāti Whanaunga,Ngāti Tamaterā,Ngāti Pāoa,Ngāi Tai ki Tāmaki,Ngāti Hako,Te Ākitai Waiohua | 2.29 | 2 |  |  |  | no | 3 | 3 | 2 | CCTV NOT Available or Over 30 Years Old & Soil Type Available | 3.062 | 3 | 3 | 5 | 1 |  | 1 |  | 1.5 | 0.77 | 0.6 | Diameter Used For Flow Approximation & Depth Available | 18.5985 | 8
4435 | 4731 | 4521901 | 10106859 | 196600 | DSPKE | Pukekohe Branch Sewer | Rising | Pipe | Buried | OP | MS | None | 2017-08-14 |  |  | 0.1s | SI | Transmission | T0001200 | 2 |  |  | 4 | 650 | [5 empty] | 76842 | NA |  | 12.34 |  | WSL |  |  | 1.59 | 2 |  |  |  | no | 3 | 3 | 1 | CCTV NOT Available or Over 30 Years Old & Soil Type Not Available | 3.062 | 3 | 3 | 5 | 1 |  | 1 |  | 1.5 | 0.77 | 0.6 | Diameter Used For Flow Approximation & Depth Available | 12.343 | 8
4436 | 4732 | 4521902 | 10106858 | 196256 | DSPKE | Pukekohe Branch Sewer | Rising | Pipe | Buried | OP | MS | None | 2017-08-14 |  |  | 0.1s | SI | Transmission | T0001200A | 2 |  |  | 4 | 650 | [5 empty] | 76840 | NA |  | 7.82 |  | WSL |  |  | 1.59 | 2 |  |  |  | no | 3 | 3 | 1 | CCTV NOT Available or Over 30 Years Old & Soil Type Not Available | 3.062 | 3 | 3 | 5 | 1 |  | 1 |  | 1.5 | 0.77 | 0.6 | Diameter Used For Flow Approximation & Depth Available | 7.8245 | 8
484 | 504 | 15856 | 10006086 | 194795 | DSHIN | Howick Interceptor | Rising | Pipe | Buried | OP | CONC | None | 1964-06-30 |  |  | dwg | HI | Transmission | Legacy | 1 |  |  | 4 | 750 | [5 empty] | 75502 | NA |  | 466.77 |  | WSL |  | Waikato,Te Kawerau a Maki,Ngāti Whātua,Ngāti Maru,Ngāti Whātua o Ōrākei,Ngāti Tamaoho,Ngāti Whanaunga,Ngāti Tamaterā,Ngāti Pāoa,Ngāi Tai ki Tāmaki,Ngāti Hako,Te Ākitai Waiohua | 1.71 | 2 |  |  |  | no | 1 | 1 | 2 | CCTV NOT Available or Over 30 Years Old & Soil Type Available | 3.062 | 3 | 3 | 5 | 1 |  | 1 |  | 1.5 | 0.77 | 0.6 | Diameter Used For Flow Approximation & Depth Available | 466.7656 | 8
1932 | 2111 | 17719 | 10007325 | 196321 | DSOTB | Otara Branch | Rising | Pipe | Buried | OP | CONC | None | 1961-06-30 |  |  | dwg | SI | Transmission | Legacy | 2 |  |  | 4 | 635 | [5 empty] | 76478 | NA |  | 208.74 |  | WSL |  | Waikato,Te Kawerau a Maki,Ngāti Maru,Ngāti Whātua o Ōrākei,Ngāti Tamaoho,Ngāti Whanaunga,Ngāti Tamaterā,Ngāti Pāoa,Ngāi Tai ki Tāmaki,Ngāti Hako,Te Ākitai Waiohua | 2.62 | 3 |  |  |  | no | 1 | 3 | 3 | CCTV NOT Available or Over 30 Years Old & Soil Type Available | 3.062 | 3 | 3 | 5 | 1 |  | 1 |  | 1.5 | 0.77 | 0.6 | Diameter Used For Flow Approximation & Depth Available | 208.742 | 14
483 | 503 | 17423 | 10006087 | 195476 | DSHIN | Howick Interceptor | Rising | Pipe | Buried | OP | CLS | None | 1964-06-30 |  |  | dwg | HI | Transmission | Legacy | 1 |  |  | 4 | 650 | [5 empty] | 75503 | NA |  | 173.48 |  | WSL |  | Waikato,Te Kawerau a Maki,Ngāti Whātua,Ngāti Maru,Ngāti Whātua o Ōrākei,Ngāti Tamaoho,Ngāti Whanaunga,Ngāti Tamaterā,Ngāti Pāoa,Ngāi Tai ki Tāmaki,Ngāti Hako,Te Ākitai Waiohua | 3.82 | 4 |  |  |  | no | 1 | 1 | 5 | CCTV NOT Available or Over 30 Years Old & Soil Type Available | 3.062 | 3 | 3 | 5 | 1 |  | 1 |  | 1.5 | 0.77 | 0.6 | Diameter Used For Flow Approximation & Depth Available | 173.4824 | 18
246 | 258 | 17777 | 10006085 | 195320 | DSHIN | Howick Interceptor | Rising | Pipe | Buried | OP | CONC | None | 1964-06-30 |  |  | dwg | HI | Transmission | Legacy | 1 |  |  | 4 | 750 | [5 empty] | 75500 | NA |  | 75.78 |  | WSL |  | Waikato,Te Kawerau a Maki,Ngāti Whātua,Ngāti Maru,Ngāti Whātua o Ōrākei,Ngāti Tamaoho,Ngāti Whanaunga,Ngāti Tamaterā,Ngāti Pāoa,Ngāi Tai ki Tāmaki,Ngāti Hako,Te Ākitai Waiohua | 1.71 | 2 |  |  |  | no | 1 | 1 | 2 | CCTV NOT Available or Over 30 Years Old & Soil Type Available | 3.062 | 3 | 3 | 5 | 1 |  | 1 | Place Of Historic Heritage - Te Kōpua Kai a Hiku/Panmure Basin, including Mokoia pā site, terrace/midden, and middens R11_98, R11_1255, R11_1377, R11_1384, R11_1385, R11_2158 R11_2263, R11_22 | 1.5 | 0.77 | 0.6 | Diameter Used For Flow Approximation & Depth Available | 75.7785 | 8
3147 | 3409 | 913611 | 10090089 | 194432 | DSECB | East Coast Bays Branch Sewer TS7 | Gravity | Pipe | Bridged | OP | CONC | None | 1963-01-01 |  |  | dwg | NI | Transmission | Legacy | 2 |  |  | 4 | 724 | [5 empty] | 64503 | NA |  | 31.53 |  | WSL |  | Te Kawerau a Maki,Ngāti Whātua,Ngāti Maru,Ngāti Whātua o Kaipara,Ngāti Whātua o Ōrākei,Ngāti Tamaoho,Ngāti Manuhiri,Te Patukirikiri,Ngāti Whanaunga,Ngāti Tamaterā,Ngāti Pāoa,Ngāi Tai ki Tāmaki,Ngāti Hako,Te Ākitai Waiohua | 4 | 4 | 4 | 2016 | te puna wai | no | 1 | 1 | 3 | CCTV Available (0-10 Years Old) & Soil Type Not Available | 3.062 | 3 | 3 | 5 | 1 |  | 1 |  | 1.5 | 0.77 | 0.6 | Diameter Used For Flow Approximation & Depth Available | 31.5281 | 18
2007 | 2194 | 15861 | 10006923 | 195840 | DSONE | Onehunga Branch | Rising | Pipe | Buried | OP | CLS | None | 1992-07-01 | 0 | -2.44 | dwg | WI | Transmission | Legacy | 2 |  |  | 4 | 720 | [5 empty] | 76141 | NA |  | 24.67 |  | WSL |  | Waikato,Te Kawerau a Maki,Ngāti Whātua,Ngāti Maru,Ngāti Whātua o Ōrākei,Ngāti Tamaoho,Ngāti Tamaterā,Ngāi Tai ki Tāmaki,Ngāti Hako,Te Ākitai Waiohua | 1.71 | 2 |  |  |  | no | 1 | 1 | 2 | CCTV NOT Available or Over 30 Years Old & Soil Type Available | 3.062 | 3 | 3 | 5 | 1 |  | 1 |  | 1.5 | 0.77 | 0.6 | Diameter Used For Flow Approximation & Depth Available | 24.6696 | 8
3939 | 4217 | 924702 | 10089244 | 193080 | DSALW | Albany West Branch Sewer TS25 | Gravity | Pipe | Bridged | OP | CLS | None | 1999-01-01 |  |  | dwg | NI | Transmission | Legacy | 2 |  |  | 4 | 724 | [5 empty] | 64044 | NA |  | 11.6 |  | WSL |  | Te Kawerau a Maki,Ngāti Whātua,Ngāti Maru,Ngāti Whātua o Kaipara,Ngāti Whātua o Ōrākei,Ngāti Tamaoho,Ngāti Manuhiri,Ngāti Whanaunga,Ngāti Tamaterā,Ngāti Pāoa,Ngāi Tai ki Tāmaki,Ngāti Hako,Te Ākitai Waiohua | 1 | 1 |  |  |  | no | 1 | 1 | 1 | CCTV NOT Available or Over 30 Years Old & Soil Type Not Available | 3.062 | 3 | 3 | 5 | 1 |  | 1 | Significant Ecological Area - SEA_T_8340 | 1.5 | 0.77 | 0.6 | Diameter Used For Flow Approximation & Depth Available | 11.5956 | 4
629 | 653 | 2662037 | 10096535 | 193082 | DPHIN | PS 28 Pakuranga | Rising | Pipe | Buried | OP | MS | Epoxy | 2015-06-30 | 1.54 | 1.74 | 0.1s | HI | Transmission | T0000897 | 1 |  |  | 4 | 740 | [5 empty] | 70694 | NA |  | 9.12 |  | WSL |  | Waikato,Ngāti Maru,Ngāti Tamaoho,Ngāti Whanaunga,Ngāti Tamaterā,Ngāti Pāoa,Ngāi Tai ki Tāmaki,Ngāti Hako,Te Ākitai Waiohua | 1 | 1 |  |  |  | no | 1 | 1 | 1 | CCTV NOT Available or Over 30 Years Old & Soil Type Available | 3.062 | 3 | 3 | 5 | 1 |  | 1 |  | 1.5 | 0.77 | 0.6 | Diameter Used For Flow Approximation & Depth Available | 9.1245 | 4
3022 | 3283 | 904440 | 10088095 | 195217 | DSKHK | Kahika Branch Sewer TS11 | Siphon | Pipe | Bridged | OP | CLS | None | 1961-01-01 |  |  | dwg | NI | Transmission | Legacy | 2 |  |  | 4 | 675 | [5 empty] | 64969 | NA |  | 7.95 |  | WSL |  | Te Kawerau a Maki,Ngāti Whātua,Ngāti Maru,Ngāti Whātua o Ōrākei,Ngāti Tamaoho,Ngāti Manuhiri,Ngāti Whanaunga,Ngāti Tamaterā,Ngāti Pāoa,Ngāi Tai ki Tāmaki,Ngāti Hako,Te Ākitai Waiohua | 3.82 | 4 |  |  |  | no | 1 | 1 | 5 | CCTV NOT Available or Over 30 Years Old & Soil Type Not Available | 3.062 | 3 | 3 | 5 | 1 |  | 1 | Significant Ecological Area - SEA_T_8323 | 1.5 | 0.77 | 0.6 | Diameter Used For Flow Approximation & Depth Available | 7.9473 | 18
1886 | 2063 | 15862 | 10006924 | 196368 | DSONE | Onehunga Branch | Rising | Pipe | Buried | OP | CLS | None | 1992-07-01 | -2.44 | 0 | dwg | WI | Transmission | Legacy | 2 |  |  | 4 | 630 | [5 empty] | 76140 | NA |  | 6.47 |  | WSL |  | Waikato,Te Kawerau a Maki,Ngāti Whātua,Ngāti Maru,Ngāti Whātua o Ōrākei,Ngāti Tamaoho,Ngāti Tamaterā,Ngāi Tai ki Tāmaki,Ngāti Hako,Te Ākitai Waiohua | 1.71 | 2 |  |  |  | no | 1 | 1 | 2 | CCTV NOT Available or Over 30 Years Old & Soil Type Available | 3.062 | 3 | 3 | 5 | 1 |  | 1 |  | 1.5 | 0.77 | 0.6 | Diameter Used For Flow Approximation & Depth Available | 6.473 | 8
1248 | 1331 | 17720 | 10007332 | 195965 | DSOTB | Otara Branch | Rising | Pipe | Buried | OP | CLS | None | 1961-06-30 |  |  | dwg | SI | Transmission | Legacy | 2 |  |  | 4 | 600 | [5 empty] | 76486 | NA |  | 6.44 |  | WSL |  | Waikato,Te Kawerau a Maki,Ngāti Maru,Ngāti Whātua o Ōrākei,Ngāti Tamaoho,Ngāti Whanaunga,Ngāti Tamaterā,Ngāti Pāoa,Ngāi Tai ki Tāmaki,Ngāti Hako,Te Ākitai Waiohua | 4.03 | 4 |  |  |  | no | 1 | 3 | 5 | CCTV NOT Available or Over 30 Years Old & Soil Type Available | 3.062 | 3 | 3 | 5 | 1 |  | 1 |  | 1.5 | 0.77 | 0.6 | Diameter Used For Flow Approximation & Depth Available | 6.4381 | 18
4260 | 4545 | 937262 | 10088097 | 195601 | DSKHK | Kahika Branch Sewer TS11 | Siphon | Pipe | Bridged | OP | CLS | None | 1961-01-01 |  |  | dwg | NI | Transmission | Legacy | 2 |  |  | 4 | 675 | [5 empty] | 64979 | NA |  | 5.67 |  | WSL |  | Te Kawerau a Maki,Ngāti Whātua,Ngāti Maru,Ngāti Whātua o Ōrākei,Ngāti Tamaoho,Ngāti Manuhiri,Ngāti Whanaunga,Ngāti Tamaterā,Ngāti Pāoa,Ngāi Tai ki Tāmaki,Ngāti Hako,Te Ākitai Waiohua | 3.05 | 3 | 2 | 2015 | te puna wai | no | 1 | 1 | 5 | CCTV Available (0-10 Years Old) & Soil Type Not Available | 3.062 | 3 | 3 | 5 | 1 |  | 1 | Significant Ecological Area - SEA_T_8323 | 1.5 | 0.77 | 0.6 | Diameter Used For Flow Approximation & Depth Available | 5.6693 | 14
115 | 121 | 30238 | 10006082 | 194794 | DSHIN | Howick Interceptor | Rising | Pipe | Buried | OP | CONC | None | 1964-06-30 |  |  | dwg | HI | Transmission | Legacy | 1 |  |  | 4 | 750 | [5 empty] | 75498 | NA |  | 2.67 |  | WSL |  | Waikato,Te Kawerau a Maki,Ngāti Whātua,Ngāti Maru,Ngāti Whātua o Ōrākei,Ngāti Tamaoho,Ngāti Whanaunga,Ngāti Tamaterā,Ngāti Pāoa,Ngāi Tai ki Tāmaki,Ngāti Hako,Te Ākitai Waiohua | 1.71 | 2 |  |  |  | no | 1 | 1 | 2 | CCTV NOT Available or Over 30 Years Old & Soil Type Available | 3.062 | 3 | 3 | 5 | 1 |  | 1 | Place Of Historic Heritage - Te Kōpua Kai a Hiku/Panmure Basin, including Mokoia pā site, terrace/midden, and middens R11_98, R11_1255, R11_1377, R11_1384, R11_1385, R11_2158 R11_2263, R11_22 | 1.5 | 0.77 | 0.6 | Diameter Used For Flow Approximation & Depth Available | 2.6729 | 8
118 | 124 | 17776 | 10006083 | 195475 | DSHIN | Howick Interceptor | Rising | Pipe | Buried | OP | CLS | None | 1964-06-30 |  |  | dwg | HI | Transmission | Legacy | 1 |  |  | 4 | 740 | [5 empty] | 75499 | NA |  | 1.81 |  | WSL |  | Waikato,Te Kawerau a Maki,Ngāti Whātua,Ngāti Maru,Ngāti Whātua o Ōrākei,Ngāti Tamaoho,Ngāti Whanaunga,Ngāti Tamaterā,Ngāti Pāoa,Ngāi Tai ki Tāmaki,Ngāti Hako,Te Ākitai Waiohua | 3.82 | 4 |  |  |  | no | 1 | 1 | 5 | CCTV NOT Available or Over 30 Years Old & Soil Type Available | 3.062 | 3 | 3 | 5 | 1 |  | 1 | Place Of Historic Heritage - Te Kōpua Kai a Hiku/Panmure Basin, including Mokoia pā site, terrace/midden, and middens R11_98, R11_1255, R11_1377, R11_1384, R11_1385, R11_2158 R11_2263, R11_22 | 1.5 | 0.77 | 0.6 | Diameter Used For Flow Approximation & Depth Available | 1.8085 | 18
1931 | 2110 | 17718 | 10007331 | 196462 | DSOTB | Otara Branch | Rising | Pipe | Buried | OP | CLS | None | 1961-06-30 |  |  | dwg | SI | Transmission | Legacy | 2 |  |  | 4 | 630 | [5 empty] | 76484 | NA |  | 1.34 |  | WSL |  | Waikato,Te Kawerau a Maki,Ngāti Maru,Ngāti Whātua o Ōrākei,Ngāti Tamaoho,Ngāti Tamaterā,Ngāti Pāoa,Ngāi Tai ki Tāmaki,Ngāti Hako,Te Ākitai Waiohua | 4.03 | 4 |  |  |  | no | 1 | 3 | 5 | CCTV NOT Available or Over 30 Years Old & Soil Type Available | 3.062 | 3 | 3 | 5 | 1 |  | 1 |  | 1.5 | 0.77 | 0.6 | Diameter Used For Flow Approximation & Depth Available | 1.3389 | 18
1583 | 1720 | 17702 | 10006919 | 195839 | DSONE | Onehunga Branch | Rising | Pipe | Buried | OP | CLS | None | 1962-06-30 |  |  | dwg | WI | Transmission | Legacy | 2 |  |  | 4 | 700 | [5 empty] | 76144 | NA |  | 1.21 |  | WSL |  | Waikato,Te Kawerau a Maki,Ngāti Whātua,Ngāti Maru,Ngāti Whātua o Ōrākei,Ngāti Tamaoho,Ngāti Tamaterā,Ngāi Tai ki Tāmaki,Ngāti Hako,Te Ākitai Waiohua | 3.82 | 4 |  |  |  | no | 1 | 1 | 5 | CCTV NOT Available or Over 30 Years Old & Soil Type Available | 3.062 | 3 | 3 | 5 | 1 |  | 1 |  | 1.5 | 0.77 | 0.6 | Diameter Used For Flow Approximation & Depth Available | 1.2144 | 18
315 | 327 | 17778 | 10006090 | 194796 | DSHIN | Howick Interceptor | Rising | Pipe | Buried | OP | CLS | None | 1964-06-30 |  |  | dwg | HI | Transmission | Legacy | 1 |  |  | 4 | 740 | [5 empty] | 75501 | NA |  | 1.07 |  | WSL |  | Waikato,Te Kawerau a Maki,Ngāti Whātua,Ngāti Maru,Ngāti Whātua o Ōrākei,Ngāti Tamaoho,Ngāti Whanaunga,Ngāti Tamaterā,Ngāti Pāoa,Ngāi Tai ki Tāmaki,Ngāti Hako,Te Ākitai Waiohua | 3.82 | 4 |  |  |  | no | 1 | 1 | 5 | CCTV NOT Available or Over 30 Years Old & Soil Type Available | 3.062 | 3 | 3 | 5 | 1 |  | 1 |  | 1.5 | 0.77 | 0.6 | Diameter Used For Flow Approximation & Depth Available | 1.0688 | 18
1925 | 2104 | 17708 | 10007320 | 195962 | DSOTB | Otara Branch | Rising | Pipe | Buried | OP | CLS | None | 1961-06-30 |  |  | dwg | SI | Transmission | Legacy | 2 |  |  | 4 | 630 | [5 empty] | 76472 | NA |  | 0.9 |  | WSL |  | Waikato,Te Kawerau a Maki,Ngāti Maru,Ngāti Whātua o Ōrākei,Ngāti Tamaoho,Ngāti Tamaterā,Ngāi Tai ki Tāmaki,Ngāti Hako,Te Ākitai Waiohua | 4.03 | 4 |  |  |  | no | 1 | 3 | 5 | CCTV NOT Available or Over 30 Years Old & Soil Type Available | 3.062 | 3 | 3 | 5 | 1 |  | 1 |  | 1.5 | 0.77 | 0.6 | Diameter Used For Flow Approximation & Depth Available | 0.90451 | 18
1801 | 1964 | 26316 | 10006996 | 196381 | DSORA | Oratia Branch | Gravity | Pipe | Buried | OP | CONC | None | 2005-09-30 | 15.58 | 15.68 | 0.1s | WI | Transmission | DC06043 | 2 |  |  | 4 | 600 | [5 empty] | 76208 | NA |  | 46.61 |  | WSL |  | Te Kawerau a Maki,Ngāti Whātua,Ngāti Whātua o Ōrākei,Ngāti Tamaoho,Ngāti Tamaterā,Te Ākitai Waiohua | 2 | 2 | 2 | 2007 | te puna wai | no | 5 | 1 | 1 | CCTV Available (10-20 Years Old) & Soil Type Available | 3.059 | 3 | 3 | 3 | 1 |  | 1 |  | 5 | 0.765 | 0.6 | Diameter Used For Flow Approximation & Depth Available | 46.6071 | 8
1800 | 1963 | 16811 | 10006995 | 195702 | DSORA | Oratia Branch | Gravity | Pipe | Buried | OP | CONC | None | 1970-06-30 | 15.7 | 15.56 | 0.1s | WI | Transmission | DC06043 | 2 |  |  | 4 | 600 | [5 empty] | 76207 | NA |  | 40.56 |  | WSL |  | Te Kawerau a Maki,Ngāti Whātua,Ngāti Whātua o Ōrākei,Ngāti Tamaoho,Ngāti Tamaterā,Te Ākitai Waiohua | 2.33 | 2 | 2 | 2007 | te puna wai | no | 5 | 1 | 2 | CCTV Available (10-20 Years Old) & Soil Type Available | 3.059 | 3 | 3 | 3 | 1 |  | 1 |  | 5 | 0.765 | 0.6 | Diameter Used For Flow Approximation & Depth Available | 40.561 | 8
3146 | 3408 | 920069 | 10089542 | 194013 | DSBHV | Beach Haven Branch Sewer TS10 | Gravity | Pipe | Buried | OP | CONC | None | 2004-05-01 | 3.91 | 3.49 | dwg | NI | Transmission | Legacy | 2 |  |  | 4 | 675 | [5 empty] | 64195 | NA |  | 11.21 |  | WSL |  | Te Kawerau a Maki,Ngāti Whātua,Ngāti Maru,Ngāti Whātua o Ōrākei,Ngāti Tamaoho,Ngāti Manuhiri,Ngāti Whanaunga,Ngāti Tamaterā,Ngāti Pāoa,Ngāi Tai ki Tāmaki,Ngāti Hako,Te Ākitai Waiohua | 1.76 | 2 |  |  |  | no | 5 | 1 | 1 | CCTV NOT Available or Over 30 Years Old & Soil Type Available | 3.059 | 3 | 3 | 3 | 1 |  | 1 |  | 5 | 0.765 | 0.6 | Diameter Used For Flow Approximation & Depth Available | 11.2138 | 8
1652 | 1799 | 17898 | 10099290 | 197326 | DSTIT | Titirangi Branch | Gravity | Pipe | Buried | OP | CONC | None | 1987-06-30 | -3.38 | -5.61 | dwg | WI | Transmission | Legacy | 2 |  |  | 4 | 750 | [5 empty] | 78084 | NA |  | 8.09 |  | WSL |  | Waikato,Te Kawerau a Maki,Ngāti Whātua,Ngāti Whātua o Ōrākei,Ngāti Tamaoho,Ngāti Tamaterā,Te Ākitai Waiohua | 1.76 | 2 |  |  |  | no | 5 | 1 | 1 | CCTV NOT Available or Over 30 Years Old & Soil Type Available | 3.059 | 3 | 3 | 3 | 1 |  | 1 |  | 5 | 0.765 | 0.6 | Diameter Used For Flow Approximation & Depth Available | 8.0893 | 8
1101 | 1161 | 31915 | 10099232 | 193712 | DSB3D | Branch 3 Diversion | Gravity | Pipe | Buried | OP | CLS | None | 1991-02-28 | 8.09 | 7.32 | 0.1s | OM | Transmission | DC08065 | 2 |  |  | 4 | 630 | [5 empty] | 74423 | NA |  | 7.9 |  | WSL |  | Waikato,Te Kawerau a Maki,Ngāti Whātua,Ngāti Maru,Ngāti Whātua o Ōrākei,Ngāti Tamaoho,Te Patukirikiri,Ngāti Tamaterā,Ngāti Pāoa,Ngāi Tai ki Tāmaki,Ngāti Hako,Te Ākitai Waiohua | 2.46 | 2 |  |  |  | no | 5 | 1 | 2 | CCTV NOT Available or Over 30 Years Old & Soil Type Available | 3.059 | 3 | 3 | 3 | 1 |  | 1 |  | 5 | 0.765 | 0.6 | Diameter Used For Flow Approximation & Depth Available | 7.8997 | 8
4359 | 4652 | 2666877 | 10096671 | 195753 | DSKOD | Kohimarama Branch Diversion Sewer | Gravity | Pipe | Buried | OP | CONC | None | 2016-03-24 | -0.51 | -0.54 | dwg | EI | Transmission | T0000900 | 2 |  |  | 4 | 750 | [5 empty] | 75605 | NA |  | 5.67 |  | WSL |  | Waikato,Te Kawerau a Maki,Ngāti Whātua,Ngāti Maru,Ngāti Whātua o Ōrākei,Ngāti Tamaoho,Te Patukirikiri,Ngāti Whanaunga,Ngāti Tamaterā,Ngāti Pāoa,Ngāi Tai ki Tāmaki,Ngāti Hako,Te Ākitai Waiohua | 1.76 | 2 |  |  |  | no | 5 | 1 | 1 | CCTV NOT Available or Over 30 Years Old & Soil Type Available | 3.059 | 3 | 3 | 3 | 1 |  | 1 |  | 5 | 0.765 | 0.6 | Diameter Used For Flow Approximation & Depth Available | 5.6699 | 8
4505 | 4807 | 4652147 | 10113427 | 198041 | DSSWN | Swanson Branch | Gravity | Pipe | Buried | OP | CONC | None | 2018-12-14 | 5.18 | 5.13 | dwg | WI | Transmission | T0001477 | 2 |  |  | 4 | 750 | [5 empty] | 171012 | NA |  | 5.58 |  | WSL |  | Te Kawerau a Maki,Ngāti Whātua,Ngāti Whātua o Ōrākei,Ngāti Tamaoho,Ngāti Tamaterā,Te Ākitai Waiohua | 1.76 | 2 |  |  |  | no | 5 | 1 | 1 | CCTV NOT Available or Over 30 Years Old & Soil Type Available | 3.059 | 3 | 3 | 3 | 1 |  | 1 |  | 5 | 0.765 | 0.6 | Diameter Used For Flow Approximation & Depth Available | 5.5764 | 8
4780 | 747861 | 5734888 | 0 | 82770509 | DSMIL | Milldale Branch Sewer | Gravity | Pipe | Buried | OP | CONC | None | 2021-04-01 | 16.93 | 16.36 | 0.1s | NI | Transmission | 2012755.00 | 2 |  |  |  | 675 | ASBUILT | ASBUILT | ASBUILT | ASBUILT | CONS | 82750958 |  |  | 109.31 | ASBUILT | WSL |  | Te Kawerau a Maki,Ngāti Whātua,Ngāti Maru,Ngāti Whātua o Kaipara,Ngāti Manuhiri,Ngāti Whanaunga,Ngāti Tamaterā,Ngāti Pāoa,Ngāi Tai ki Tāmaki,Ngāti Hako,Te Ākitai Waiohua | 1.59 | 2 |  |  |  | no | 3 | 3 | 1 | CCTV NOT Available or Over 30 Years Old & Soil Type Not Available | 3.059 | 3 | 3 | 3 | 1 |  | 1 |  | 5 | 0.765 | 0.6 | Diameter Used For Flow Approximation & Depth Available | 109.3097 | 8
4736 | 745498 | 5724187 | 0 | 82770441 | DSMIL | Milldale Branch Sewer | Gravity | Pipe | Buried | OP | CONC | None | 2021-02-26 | 12.56 | 12.08 | 0.1s | NI | Transmission | 2012755.00 | 2 |  |  |  | 675 | ASBUILT | ASBUILT | ASBUILT | ASBUILT | CONS | 82750952 |  |  | 101.33 | ASBUILT | WSL |  | Te Kawerau a Maki,Ngāti Whātua,Ngāti Maru,Ngāti Whātua o Kaipara,Ngāti Manuhiri,Ngāti Whanaunga,Ngāti Tamaterā,Ngāti Pāoa,Ngāi Tai ki Tāmaki,Ngāti Hako,Te Ākitai Waiohua | 1.59 | 2 |  |  |  | no | 3 | 3 | 1 | CCTV NOT Available or Over 30 Years Old & Soil Type Not Available | 3.059 | 3 | 3 | 3 | 1 |  | 1 |  | 5 | 0.765 | 0.6 | Diameter Used For Flow Approximation & Depth Available | 101.3253 | 8
4739 | 745502 | 5724185 | 0 | 82770439 | DSMIL | Milldale Branch Sewer | Gravity | Pipe | Buried | OP | CONC | None | 2021-02-26 | 13.18 | 12.82 | 0.1s | NI | Transmission | 2012755.00 | 2 |  |  |  | 675 | ASBUILT | ASBUILT | ASBUILT | ASBUILT | CONS | 82750954 |  |  | 80.36 | ASBUILT | WSL |  | Te Kawerau a Maki,Ngāti Whātua,Ngāti Maru,Ngāti Whātua o Kaipara,Ngāti Manuhiri,Ngāti Whanaunga,Ngāti Tamaterā,Ngāti Pāoa,Ngāi Tai ki Tāmaki,Ngāti Hako,Te Ākitai Waiohua | 1.59 | 2 |  |  |  | no | 3 | 3 | 1 | CCTV NOT Available or Over 30 Years Old & Soil Type Not Available | 3.059 | 3 | 3 | 3 | 1 |  | 1 |  | 5 | 0.765 | 0.6 | Diameter Used For Flow Approximation & Depth Available | 80.3605 | 8
4719 | 745474 | 5724188 | 0 | 82770442 | DSMIL | Milldale Branch Sewer | Gravity | Pipe | Buried | OP | CONC | None | 2021-02-26 | 12.01 | 11.64 | 0.1s | NI | Transmission | 2012755.00 | 2 |  |  |  | 675 | ASBUILT | ASBUILT | ASBUILT | ASBUILT | CONS | 82750951 |  |  | 79.58 | ASBUILT | WSL |  | Te Kawerau a Maki,Ngāti Whātua,Ngāti Maru,Ngāti Whātua o Kaipara,Ngāti Manuhiri,Ngāti Whanaunga,Ngāti Tamaterā,Ngāti Pāoa,Ngāi Tai ki Tāmaki,Ngāti Hako,Te Ākitai Waiohua | 1.59 | 2 |  |  |  | no | 3 | 3 | 1 | CCTV NOT Available or Over 30 Years Old & Soil Type Not Available | 3.059 | 3 | 3 | 3 | 1 |  | 1 |  | 5 | 0.765 | 0.6 | Diameter Used For Flow Approximation & Depth Available | 79.5826 | 8
4745 | 745509 | 5724172 | 0 | 82770428 | DSMIL | Milldale Branch Sewer | Gravity | Pipe | Buried | OP | CONC | None | 2021-04-01 | 21.44 | 20.77 | 0.1s | NI | Transmission | 2012755.00 | 2 |  |  |  | 600 | ASBUILT | ASBUILT | ASBUILT | ASBUILT | CONS | 82750967 |  |  | 79.26 | ASBUILT | WSL |  | Te Kawerau a Maki,Ngāti Whātua,Ngāti Maru,Ngāti Whātua o Kaipara,Ngāti Manuhiri,Ngāti Whanaunga,Ngāti Tamaterā,Ngāti Pāoa,Ngāi Tai ki Tāmaki,Ngāti Hako,Te Ākitai Waiohua | 1.59 | 2 |  |  |  | no | 3 | 3 | 1 | CCTV NOT Available or Over 30 Years Old & Soil Type Not Available | 3.059 | 3 | 3 | 3 | 1 |  | 1 |  | 5 | 0.765 | 0.6 | Diameter Used For Flow Approximation & Depth Available | 79.2586 | 8
4720 | 745475 | 5724189 | 0 | 82770443 | DSMIL | Milldale Branch Sewer | Gravity | Pipe | Buried | OP | CONC | None | 2021-02-26 | 11.6 | 11.23 | 0.1s | NI | Transmission | 2012755.00 | 2 |  |  |  | 675 | ASBUILT | ASBUILT | ASBUILT | ASBUILT | CONS | 82750950 |  |  | 72.46 | ASBUILT | WSL |  | Te Kawerau a Maki,Ngāti Whātua,Ngāti Maru,Ngāti Whātua o Kaipara,Ngāti Manuhiri,Ngāti Whanaunga,Ngāti Tamaterā,Ngāti Pāoa,Ngāi Tai ki Tāmaki,Ngāti Hako,Te Ākitai Waiohua | 1.59 | 2 |  |  |  | no | 3 | 3 | 1 | CCTV NOT Available or Over 30 Years Old & Soil Type Not Available | 3.059 | 3 | 3 | 3 | 1 |  | 1 |  | 5 | 0.765 | 0.6 | Diameter Used For Flow Approximation & Depth Available | 72.4595 | 8
4724 | 745480 | 5724184 | 0 | 82770438 | DSMIL | Milldale Branch Sewer | Gravity | Pipe | Buried | OP | CONC | None | 2021-02-26 | 13.57 | 13.21 | 0.1s | NI | Transmission | 2012755.00 | 2 |  |  |  | 675 | ASBUILT | ASBUILT | ASBUILT | ASBUILT | CONS | 82750955 |  |  | 68.24 | ASBUILT | WSL |  | Te Kawerau a Maki,Ngāti Whātua,Ngāti Maru,Ngāti Whātua o Kaipara,Ngāti Manuhiri,Ngāti Whanaunga,Ngāti Tamaterā,Ngāti Pāoa,Ngāi Tai ki Tāmaki,Ngāti Hako,Te Ākitai Waiohua | 1.59 | 2 |  |  |  | no | 3 | 3 | 1 | CCTV NOT Available or Over 30 Years Old & Soil Type Not Available | 3.059 | 3 | 3 | 3 | 1 |  | 1 |  | 5 | 0.765 | 0.6 | Diameter Used For Flow Approximation & Depth Available | 68.2406 | 8
3522 | 3795 | 942605 | 10088153 | 195081 | DSLGB | Long Bay Branch Sewer TS31 | Gravity | Pipe | Buried | OP | PE | None | 2011-04-21 | 4.02 | 2.48 | dwg | NI | Transmission | R0002755 | 2 |  |  | 4 | 600 | [5 empty] | 64994 | NA |  | 62.57 |  | WSL |  | Te Kawerau a Maki,Ngāti Whātua,Ngāti Maru,Ngāti Whātua o Ōrākei,Ngāti Tamaoho,Ngāti Manuhiri,Te Patukirikiri,Ngāti Whanaunga,Ngāti Tamaterā,Ngāti Pāoa,Ngāi Tai ki Tāmaki,Ngāti Hako,Te Ākitai Waiohua | 1.59 | 2 |  |  |  | no | 3 | 3 | 1 | CCTV NOT Available or Over 30 Years Old & Soil Type Not Available | 3.059 | 3 | 3 | 3 | 1 |  | 1 |  | 5 | 0.765 | 0.6 | Diameter Used For Flow Approximation & Depth Available | 62.5708 | 8
4743 | 745507 | 5724190 | 0 | 82770444 | DSMIL | Milldale Branch Sewer | Gravity | Pipe | Buried | OP | CONC | None | 2021-02-26 | 11.15 | 10.87 | 0.1s | NI | Transmission | 2012755.00 | 2 |  |  |  | 675 | ASBUILT | ASBUILT | ASBUILT | ASBUILT | CONS | 82750949 |  |  | 58.79 | ASBUILT | WSL |  | Te Kawerau a Maki,Ngāti Whātua,Ngāti Maru,Ngāti Whātua o Kaipara,Ngāti Manuhiri,Ngāti Whanaunga,Ngāti Tamaterā,Ngāti Pāoa,Ngāi Tai ki Tāmaki,Ngāti Hako,Te Ākitai Waiohua | 1.59 | 2 |  |  |  | no | 3 | 3 | 1 | CCTV NOT Available or Over 30 Years Old & Soil Type Not Available | 3.059 | 3 | 3 | 3 | 1 |  | 1 |  | 5 | 0.765 | 0.6 | Diameter Used For Flow Approximation & Depth Available | 58.7878 | 8
4713 | 745464 | 5724191 | 0 | 82770445 | DSMIL | Milldale Branch Sewer | Gravity | Pipe | Buried | OP | CONC | None | 2021-02-26 | 10.84 | 10.06 | 0.1s | NI | Transmission | 2012755.00 | 2 |  |  |  | 675 | ASBUILT | ASBUILT | ASBUILT | ASBUILT | CONS | 82750948 |  |  | 55.84 | ASBUILT | WSL |  | Te Kawerau a Maki,Ngāti Whātua,Ngāti Maru,Ngāti Whātua o Kaipara,Ngāti Manuhiri,Ngāti Whanaunga,Ngāti Tamaterā,Ngāti Pāoa,Ngāi Tai ki Tāmaki,Ngāti Hako,Te Ākitai Waiohua | 1.59 | 2 |  |  |  | no | 3 | 3 | 1 | CCTV NOT Available or Over 30 Years Old & Soil Type Not Available | 3.059 | 3 | 3 | 3 | 1 |  | 1 |  | 5 | 0.765 | 0.6 | Diameter Used For Flow Approximation & Depth Available | 55.8435 | 8
4727 | 745483 | 5724178 | 0 | 82770434 | DSMIL | Milldale Branch Sewer | Gravity | Pipe | Buried | OP | CONC | None | 2021-04-01 | 18.46 | 17.61 | 0.1s | NI | Transmission | 2012755.00 | 2 |  |  |  | 675 | ASBUILT | ASBUILT | ASBUILT | ASBUILT | CONS | 82750961 |  |  | 52.73 | ASBUILT | WSL |  | Te Kawerau a Maki,Ngāti Whātua,Ngāti Maru,Ngāti Whātua o Kaipara,Ngāti Manuhiri,Ngāti Whanaunga,Ngāti Tamaterā,Ngāti Pāoa,Ngāi Tai ki Tāmaki,Ngāti Hako,Te Ākitai Waiohua | 1.59 | 2 |  |  |  | no | 3 | 3 | 1 | CCTV NOT Available or Over 30 Years Old & Soil Type Not Available | 3.059 | 3 | 3 | 3 | 1 |  | 1 |  | 5 | 0.765 | 0.6 | Diameter Used For Flow Approximation & Depth Available | 52.7273 | 8
4752 | 745527 | 5724174 | 0 | 82770430 | DSMIL | Milldale Branch Sewer | Gravity | Pipe | Buried | OP | CONC | None | 2021-04-01 | 20.01 | 18.98 | 0.1s | NI | Transmission | 2012755.00 | 2 |  |  |  | 600 | ASBUILT | ASBUILT | ASBUILT | ASBUILT | CONS | 82750965 |  |  | 46.24 | ASBUILT | WSL |  | Te Kawerau a Maki,Ngāti Whātua,Ngāti Maru,Ngāti Whātua o Kaipara,Ngāti Manuhiri,Ngāti Whanaunga,Ngāti Tamaterā,Ngāti Pāoa,Ngāi Tai ki Tāmaki,Ngāti Hako,Te Ākitai Waiohua | 1.59 | 2 |  |  |  | no | 3 | 3 | 1 | CCTV NOT Available or Over 30 Years Old & Soil Type Not Available | 3.059 | 3 | 3 | 3 | 1 |  | 1 |  | 5 | 0.765 | 0.6 | Diameter Used For Flow Approximation & Depth Available | 46.2374 | 8
4729 | 745486 | 5724192 | 0 | 82770446 | DSMIL | Milldale Branch Sewer | Gravity | Pipe | Buried | OP | CONC | None | 2021-02-26 | 10.04 | 9.86 | 0.1s | NI | Transmission | 2012755.00 | 2 |  |  |  | 675 | ASBUILT | ASBUILT | ASBUILT | ASBUILT | CONS | 82750947 |  |  | 37.51 | ASBUILT | WSL |  | Te Kawerau a Maki,Ngāti Whātua,Ngāti Maru,Ngāti Whātua o Kaipara,Ngāti Manuhiri,Ngāti Whanaunga,Ngāti Tamaterā,Ngāti Pāoa,Ngāi Tai ki Tāmaki,Ngāti Hako,Te Ākitai Waiohua | 1.59 | 2 |  |  |  | no | 3 | 3 | 1 | CCTV NOT Available or Over 30 Years Old & Soil Type Not Available | 3.059 | 3 | 3 | 3 | 1 |  | 1 |  | 5 | 0.765 | 0.6 | Diameter Used For Flow Approximation & Depth Available | 37.5122 | 8
4741 | 745504 | 5724194 | 0 | 82770448 | DSMIL | Milldale Branch Sewer | Gravity | Pipe | Buried | OP | CONC | None | 2021-02-26 | 9.64 | 9.5 | 0.1s | NI | Transmission | 2012755.00 | 2 |  |  |  | 675 | ASBUILT | ASBUILT | ASBUILT | ASBUILT | CONS | 82750945 |  |  | 34.55 | ASBUILT | WSL |  | Te Kawerau a Maki,Ngāti Whātua,Ngāti Maru,Ngāti Whātua o Kaipara,Ngāti Manuhiri,Ngāti Whanaunga,Ngāti Tamaterā,Ngāti Pāoa,Ngāi Tai ki Tāmaki,Ngāti Hako,Te Ākitai Waiohua | 1.59 | 2 |  |  |  | no | 3 | 3 | 1 | CCTV NOT Available or Over 30 Years Old & Soil Type Not Available | 3.059 | 3 | 3 | 3 | 1 |  | 1 |  | 5 | 0.765 | 0.6 | Diameter Used For Flow Approximation & Depth Available | 34.5519 | 8
4732 | 745490 | 5724193 | 0 | 82770447 | DSMIL | Milldale Branch Sewer | Gravity | Pipe | Buried | OP | CONC | None | 2021-02-26 | 9.82 | 9.68 | 0.1s | NI | Transmission | 2012755.00 | 2 |  |  |  | 675 | ASBUILT | ASBUILT | ASBUILT | ASBUILT | CONS | 82750946 |  |  | 32.94 | ASBUILT | WSL |  | Te Kawerau a Maki,Ngāti Whātua,Ngāti Maru,Ngāti Whātua o Kaipara,Ngāti Manuhiri,Ngāti Whanaunga,Ngāti Tamaterā,Ngāti Pāoa,Ngāi Tai ki Tāmaki,Ngāti Hako,Te Ākitai Waiohua | 1.59 | 2 |  |  |  | no | 3 | 3 | 1 | CCTV NOT Available or Over 30 Years Old & Soil Type Not Available | 3.059 | 3 | 3 | 3 | 1 |  | 1 |  | 5 | 0.765 | 0.6 | Diameter Used For Flow Approximation & Depth Available | 32.9384 | 8
4716 | 745470 | 5724186 | 0 | 82770440 | DSMIL | Milldale Branch Sewer | Gravity | Pipe | Buried | OP | CONC | None | 2021-02-26 | 12.75 | 12.62 | 0.1s | NI | Transmission | 2012755.00 | 2 |  |  |  | 675 | ASBUILT | ASBUILT | ASBUILT | ASBUILT | CONS | 82750953 |  |  | 27.39 | ASBUILT | WSL |  | Te Kawerau a Maki,Ngāti Whātua,Ngāti Maru,Ngāti Whātua o Kaipara,Ngāti Manuhiri,Ngāti Whanaunga,Ngāti Tamaterā,Ngāti Pāoa,Ngāi Tai ki Tāmaki,Ngāti Hako,Te Ākitai Waiohua | 1.59 | 2 |  |  |  | no | 3 | 3 | 1 | CCTV NOT Available or Over 30 Years Old & Soil Type Not Available | 3.059 | 3 | 3 | 3 | 1 |  | 1 |  | 5 | 0.765 | 0.6 | Diameter Used For Flow Approximation & Depth Available | 27.3867 | 8
4725 | 745481 | 5724173 | 0 | 82770429 | DSMIL | Milldale Branch Sewer | Gravity | Pipe | Buried | OP | CONC | None | 2021-04-01 | 20.65 | 20.11 | 0.1s | NI | Transmission | 2012755.00 | 2 |  |  |  | 600 | ASBUILT | ASBUILT | ASBUILT | ASBUILT | CONS | 82750966 |  |  | 22.23 | ASBUILT | WSL |  | Te Kawerau a Maki,Ngāti Whātua,Ngāti Maru,Ngāti Whātua o Kaipara,Ngāti Manuhiri,Ngāti Whanaunga,Ngāti Tamaterā,Ngāti Pāoa,Ngāi Tai ki Tāmaki,Ngāti Hako,Te Ākitai Waiohua | 1.59 | 2 |  |  |  | no | 3 | 3 | 1 | CCTV NOT Available or Over 30 Years Old & Soil Type Not Available | 3.059 | 3 | 3 | 3 | 1 |  | 1 |  | 5 | 0.765 | 0.6 | Diameter Used For Flow Approximation & Depth Available | 22.2324 | 8
4730 | 745487 | 5724176 | 0 | 82770432 | DSMIL | Milldale Branch Sewer | Gravity | Pipe | Buried | OP | CONC | None | 2021-04-01 | 18.87 | 18.74 | 0.1s | NI | Transmission | 2012755.00 | 2 |  |  |  | 600 | ASBUILT | ASBUILT | ASBUILT | ASBUILT | CONS | 82750963 |  |  | 21.88 | ASBUILT | WSL |  | Te Kawerau a Maki,Ngāti Whātua,Ngāti Maru,Ngāti Whātua o Kaipara,Ngāti Manuhiri,Ngāti Whanaunga,Ngāti Tamaterā,Ngāti Pāoa,Ngāi Tai ki Tāmaki,Ngāti Hako,Te Ākitai Waiohua | 1.59 | 2 |  |  |  | no | 3 | 3 | 1 | CCTV NOT Available or Over 30 Years Old & Soil Type Not Available | 3.059 | 3 | 3 | 3 | 1 |  | 1 |  | 5 | 0.765 | 0.6 | Diameter Used For Flow Approximation & Depth Available | 21.8805 | 8
4759 | 745539 | 5724182 | 0 | 82770436 | DSMIL | Milldale Branch Sewer | Gravity | Pipe | Buried | OP | CONC | None | 2021-02-26 | 16.23 | 14.53 | 0.1s | NI | Transmission | 2012755.00 | 2 |  |  |  | 675 | ASBUILT | ASBUILT | ASBUILT | ASBUILT | CONS | 82750957 |  |  | 18.08 | ASBUILT | WSL |  | Te Kawerau a Maki,Ngāti Whātua,Ngāti Maru,Ngāti Whātua o Kaipara,Ngāti Manuhiri,Ngāti Whanaunga,Ngāti Tamaterā,Ngāti Pāoa,Ngāi Tai ki Tāmaki,Ngāti Hako,Te Ākitai Waiohua | 1.59 | 2 |  |  |  | no | 3 | 3 | 1 | CCTV NOT Available or Over 30 Years Old & Soil Type Not Available | 3.059 | 3 | 3 | 3 | 1 |  | 1 |  | 5 | 0.765 | 0.6 | Diameter Used For Flow Approximation & Depth Available | 18.0828 | 8
4755 | 745531 | 5724177 | 0 | 82770433 | DSMIL | Milldale Branch Sewer | Gravity | Pipe | Buried | OP | CONC | None | 2021-04-01 | 18.71 | 18.6 | 0.1s | NI | Transmission | 2012755.00 | 2 |  |  |  | 600 | ASBUILT | ASBUILT | ASBUILT | ASBUILT | CONS | 82750962 |  |  | 16.6 | ASBUILT | WSL |  | Te Kawerau a Maki,Ngāti Whātua,Ngāti Maru,Ngāti Whātua o Kaipara,Ngāti Manuhiri,Ngāti Whanaunga,Ngāti Tamaterā,Ngāti Pāoa,Ngāi Tai ki Tāmaki,Ngāti Hako,Te Ākitai Waiohua | 1.59 | 2 |  |  |  | no | 3 | 3 | 1 | CCTV NOT Available or Over 30 Years Old & Soil Type Not Available | 3.059 | 3 | 3 | 3 | 1 |  | 1 |  | 5 | 0.765 | 0.6 | Diameter Used For Flow Approximation & Depth Available | 16.6044 | 8
4779 | 747845 | 5734887 | 0 | 82770508 | DSMIL | Milldale Branch Sewer | Gravity | Pipe | Buried | OP | CONC | None | 2021-04-01 | 17.15 | 17.05 | 0.1s | NI | Transmission | 2012755.00 | 2 |  |  |  | 675 | ASBUILT | ASBUILT | ASBUILT | ASBUILT | CONS | 82750959 |  |  | 15.17 | ASBUILT | WSL |  | Te Kawerau a Maki,Ngāti Whātua,Ngāti Maru,Ngāti Whātua o Kaipara,Ngāti Manuhiri,Ngāti Whanaunga,Ngāti Tamaterā,Ngāti Pāoa,Ngāi Tai ki Tāmaki,Ngāti Hako,Te Ākitai Waiohua | 1.59 | 2 |  |  |  | no | 3 | 3 | 1 | CCTV NOT Available or Over 30 Years Old & Soil Type Not Available | 3.059 | 3 | 3 | 3 | 1 |  | 1 |  | 5 | 0.765 | 0.6 | Diameter Used For Flow Approximation & Depth Available | 15.1732 | 8
4710 | 745459 | 5724179 | 0 | 82770435 | DSMIL | Milldale Branch Sewer | Gravity | Pipe | Buried | OP | CONC | None | 2021-04-01 | 17.57 | 17.19 | 0.1s | NI | Transmission | 2012755.00 | 2 |  |  |  | 675 | ASBUILT | ASBUILT | ASBUILT | ASBUILT | CONS | 82750960 |  |  | 14.4 | ASBUILT | WSL |  | Te Kawerau a Maki,Ngāti Whātua,Ngāti Maru,Ngāti Whātua o Kaipara,Ngāti Manuhiri,Ngāti Whanaunga,Ngāti Tamaterā,Ngāti Pāoa,Ngāi Tai ki Tāmaki,Ngāti Hako,Te Ākitai Waiohua | 1.59 | 2 |  |  |  | no | 3 | 3 | 1 | CCTV NOT Available or Over 30 Years Old & Soil Type Not Available | 3.059 | 3 | 3 | 3 | 1 |  | 1 |  | 5 | 0.765 | 0.6 | Diameter Used For Flow Approximation & Depth Available | 14.3985 | 8
4784 | 749036 | 5724171 | 0 | 82770427 | DSMIL | Milldale Branch Sewer | Gravity | Pipe | Buried | OP | CONC | None | 2021-04-01 | 21.56 | 21.48 | 0.1s | NI | Transmission | 2012755.00 | 2 |  |  |  | 600 | ASBUILT | ASBUILT | ASBUILT | ASBUILT | CONS | 82750968 |  |  | 9.54 | ASBUILT | WSL |  | Te Kawerau a Maki,Ngāti Whātua,Ngāti Maru,Ngāti Whātua o Kaipara,Ngāti Manuhiri,Ngāti Whanaunga,Ngāti Tamaterā,Ngāti Pāoa,Ngāi Tai ki Tāmaki,Ngāti Hako,Te Ākitai Waiohua | 1.59 | 2 |  |  |  | no | 3 | 3 | 1 | CCTV NOT Available or Over 30 Years Old & Soil Type Not Available | 3.059 | 3 | 3 | 3 | 1 |  | 1 |  | 5 | 0.765 | 0.6 | Diameter Used For Flow Approximation & Depth Available | 9.5435 | 8
4744 | 745508 | 5724175 | 0 | 82770431 | DSMIL | Milldale Branch Sewer | Gravity | Pipe | Buried | OP | CONC | None | 2021-04-01 | 18.94 | 18.9 | 0.1s | NI | Transmission | 2012755.00 | 2 |  |  |  | 600 | ASBUILT | ASBUILT | ASBUILT | ASBUILT | CONS | 82750964 |  |  | 7.65 | ASBUILT | WSL |  | Te Kawerau a Maki,Ngāti Whātua,Ngāti Maru,Ngāti Whātua o Kaipara,Ngāti Manuhiri,Ngāti Whanaunga,Ngāti Tamaterā,Ngāti Pāoa,Ngāi Tai ki Tāmaki,Ngāti Hako,Te Ākitai Waiohua | 1.59 | 2 |  |  |  | no | 3 | 3 | 1 | CCTV NOT Available or Over 30 Years Old & Soil Type Not Available | 3.059 | 3 | 3 | 3 | 1 |  | 1 |  | 5 | 0.765 | 0.6 | Diameter Used For Flow Approximation & Depth Available | 7.6507 | 8
2890 | 3145 | 1675169 | 10078052 | 197659 | DSWHE | Whenuapai Branch | Gravity | Pipe | Buried | OP | PE | None | 2012-11-22 | 9.86 | 9.15 | 0.1s | WI | Transmission | T0000299 | 2 |  |  | 4 | 630 | [5 empty] | 78289 | NA |  | 248.59 |  | WSL |  | Te Kawerau a Maki,Ngāti Whātua,Ngāti Maru,Ngāti Whātua o Kaipara,Ngāti Whātua o Ōrākei,Ngāti Tamaoho,Ngāti Manuhiri,Ngāti Tamaterā,Ngāti Hako,Te Ākitai Waiohua | 2 | 2 | 2 | 2017 | CCTV Footage Review Log South_Latest.xls | no | 1 | 3 | 1 | CCTV Available (0-10 Years Old) & Soil Type Available | 3.059 | 3 | 3 | 3 | 1 |  | 1 |  | 5 | 0.765 | 0.6 | Diameter Used For Flow Approximation & Depth Available | 248.586 | 8
4405 | 4701 | 2734741 | 10105542 | 195020 | DSGLE | Glen Eden Branch | Gravity | Pipe | Buried | OP | CONC | None | 2017-12-24 | 16.24 | 16.04 | 0.1s | WI | Transmission | T0001202 | 2 |  |  | 4 | 600 | [5 empty] | 75224 | NA |  | 141.23 |  | WSL |  | Te Kawerau a Maki,Ngāti Whātua,Ngāti Whātua o Ōrākei,Ngāti Tamaoho,Ngāti Tamaterā,Te Ākitai Waiohua | 1.21 | 1 |  |  |  | no | 1 | 3 | 1 | CCTV NOT Available or Over 30 Years Old & Soil Type Available | 3.059 | 3 | 3 | 3 | 1 |  | 1 |  | 5 | 0.765 | 0.6 | Diameter Used For Flow Approximation & Depth Available | 141.2256 | 4
2863 | 3116 | 1673259 | 10080549 | 195526 | DSMND | Manurewa Branch Diversion | Gravity | Pipe | Buried | OP | CONC | None | 2013-07-05 | 4.72 | 4.17 | 0.1s | SI | Transmission | T0000419 | 2 |  |  | 4 | 625 | [5 empty] | 75866 | NA |  | 127.06 |  | WSL |  | Waikato,Ngāti Maru,Ngāti Tamaoho,Ngāti Whanaunga,Ngāti Tamaterā,Ngāti Pāoa,Ngāi Tai ki Tāmaki,Ngāti Hako,Te Ākitai Waiohua | 1 | 1 |  |  |  | no | 1 | 1 | 1 | CCTV NOT Available or Over 30 Years Old & Soil Type Available | 3.059 | 3 | 3 | 3 | 1 |  | 1 |  | 5 | 0.765 | 0.6 | Diameter Used For Flow Approximation & Depth Available | 127.0591 | 4
4410 | 4706 | 2734826 | 10105547 | 194518 | DSGLE | Glen Eden Branch | Gravity | Pipe | Buried | OP | FRP | None | 2017-12-24 | 18.03 | 18 | 0.1s | WI | Transmission | T0001202 | 2 |  |  | 4 | 600 | [5 empty] | 75229 | NA |  | 98.94 |  | WSL |  | Te Kawerau a Maki,Ngāti Whātua,Ngāti Whātua o Ōrākei,Ngāti Tamaoho,Ngāti Tamaterā,Te Ākitai Waiohua | 1.21 | 1 |  |  |  | no | 1 | 3 | 1 | CCTV NOT Available or Over 30 Years Old & Soil Type Available | 3.059 | 3 | 3 | 3 | 1 |  | 1 | Significant Ecological Area - SEA_T_4735 | 5 | 0.765 | 0.6 | Diameter Used For Flow Approximation & Depth Available | 98.9402 | 4
4406 | 4702 | 2734742 | 10105543 | 194517 | DSGLE | Glen Eden Branch | Gravity | Pipe | Buried | OP | CONC | None | 2017-12-24 | 16.86 | 16.25 | 0.1s | WI | Transmission | T0001202 | 2 |  |  | 4 | 600 | [5 empty] | 75225 | NA |  | 90.6 |  | WSL |  | Te Kawerau a Maki,Ngāti Whātua,Ngāti Whātua o Ōrākei,Ngāti Tamaoho,Ngāti Tamaterā,Te Ākitai Waiohua | 1.21 | 1 |  |  |  | no | 1 | 3 | 1 | CCTV NOT Available or Over 30 Years Old & Soil Type Available | 3.059 | 3 | 3 | 3 | 1 |  | 1 |  | 5 | 0.765 | 0.6 | Diameter Used For Flow Approximation & Depth Available | 90.6046 | 4
2378 | 2589 | 15426 | 10099226 | 193570 | DSB05 | Branch 5 Herne Bay | Gravity | Pipe | Tunnelled | OP | CONC | PVC | 1912-06-30 | 5.28 | 5.2 | dwg | OM | Transmission | DU0803 | 2 |  |  | 4 | 600 | [5 empty] | 74061 | NA |  | 67.01 |  | WSL |  | Te Kawerau a Maki,Ngāti Whātua,Ngāti Maru,Ngāti Whātua o Ōrākei,Ngāti Tamaoho,Te Patukirikiri,Ngāti Tamaterā,Ngāti Pāoa,Ngāi Tai ki Tāmaki,Ngāti Hako,Te Ākitai Waiohua | 1 | 1 | 1 | 2018 | CCTV Footage Review Log South_Latest.xls | no | 1 | 1 | 1 | CCTV Available (0-10 Years Old) & Soil Type Available | 3.059 | 3 | 3 | 3 | 1 |  | 1 |  | 5 | 0.765 | 0.6 | Diameter Used For Flow Approximation & Depth Available | 67.0083 | 4
2865 | 3118 | 1673258 | 10080550 | 196069 | DSMND | Manurewa Branch Diversion | Gravity | Pipe | Buried | OP | CONC | None | 2013-07-05 | 4.95 | 4.77 | 0.1s | SI | Transmission | T0000419 | 2 |  |  | 4 | 625 | [5 empty] | 75867 | NA |  | 64.8 |  | WSL |  | Waikato,Ngāti Maru,Ngāti Tamaoho,Ngāti Whanaunga,Ngāti Tamaterā,Ngāti Pāoa,Ngāi Tai ki Tāmaki,Ngāti Hako,Te Ākitai Waiohua | 1 | 1 |  |  |  | no | 1 | 1 | 1 | CCTV NOT Available or Over 30 Years Old & Soil Type Available | 3.059 | 3 | 3 | 3 | 1 |  | 1 |  | 5 | 0.765 | 0.6 | Diameter Used For Flow Approximation & Depth Available | 64.7986 | 4
1811 | 1975 | 15496 | 10004053 | 193101 | DSB01 | Branch 1 Remuera | Gravity | Pipe | In Tunnel | OP | CONC | CIP | 1910-06-30 | 4.26 | 4.1 | appr | OM | Transmission | Legacy | 2 |  |  | 4 | 675 | [5 empty] | 73907 | NA |  | 61.23 |  | WSL |  | Waikato,Te Kawerau a Maki,Ngāti Whātua,Ngāti Maru,Ngāti Whātua o Ōrākei,Ngāti Tamaoho,Te Patukirikiri,Ngāti Tamaterā,Ngāti Pāoa,Ngāi Tai ki Tāmaki,Ngāti Hako,Te Ākitai Waiohua | 1 | 1 | 1 | 2018 | te puna wai | yes | 1 | 1 | 1 | CCTV Available (0-10 Years Old) & Soil Type Available | 3.059 | 3 | 3 | 3 | 1 |  | 1 |  | 5 | 0.765 | 0.6 | Diameter Used For Flow Approximation & Depth Available | 61.2298 | 4
596 | 619 | 17418 | 10005965 | 195467 | DSHIN | Howick Interceptor | Gravity | Pipe | Buried | OP | CONC | None | 1964-06-30 | 13 | 12.81 | digH | HI | Transmission | DU1211 | 1 |  |  | 4 | 600 | ASBUILT | ASBUILT | ASBUILT | ASBUILT | CONS | 75444 | NA |  | 49.07 | ASBUILT | WSL |  | Waikato,Ngāti Maru,Ngāti Tamaoho,Ngāti Whanaunga,Ngāti Tamaterā,Ngāti Pāoa,Ngāi Tai ki Tāmaki,Ngāti Hako,Te Ākitai Waiohua | 2 | 2 | 2 | 2015 | CCTV Footage Review Log South_Latest.xls | no | 1 | 3 | 2 | CCTV Available (0-10 Years Old) & Soil Type Available | 3.059 | 3 | 3 | 3 | 1 |  | 1 |  | 5 | 0.765 | 0.6 | Diameter Used For Flow Approximation & Depth Available | 49.0678 | 8
2869 | 3122 | 1673260 | 10080548 | 195913 | DSMND | Manurewa Branch Diversion | Gravity | Pipe | Buried | OP | CONC | None | 2013-07-05 | 4.09 | 3.67 | 0.1s | SI | Transmission | T0000419 | 2 |  |  | 4 | 625 | [5 empty] | 75865 | NA |  | 42.99 |  | WSL |  | Waikato,Ngāti Maru,Ngāti Tamaoho,Ngāti Whanaunga,Ngāti Tamaterā,Ngāti Pāoa,Ngāi Tai ki Tāmaki,Ngāti Hako,Te Ākitai Waiohua | 1 | 1 |  |  |  | no | 1 | 1 | 1 | CCTV NOT Available or Over 30 Years Old & Soil Type Available | 3.059 | 3 | 3 | 3 | 1 |  | 1 |  | 5 | 0.765 | 0.6 | Diameter Used For Flow Approximation & Depth Available | 42.9934 | 4
4408 | 4704 | 2734753 | 10105545 | 194665 | DSGLE | Glen Eden Branch | Gravity | Pipe | Buried | OP | CONC | None | 2017-12-24 | 17.8 | 17.72 | 0.1s | WI | Transmission | T0001202 | 2 |  |  | 4 | 600 | [5 empty] | 75227 | NA |  | 35.09 |  | WSL |  | Te Kawerau a Maki,Ngāti Whātua,Ngāti Whātua o Ōrākei,Ngāti Tamaoho,Ngāti Tamaterā,Te Ākitai Waiohua | 1.21 | 1 |  |  |  | no | 1 | 3 | 1 | CCTV NOT Available or Over 30 Years Old & Soil Type Available | 3.059 | 3 | 3 | 3 | 1 |  | 1 |  | 5 | 0.765 | 0.6 | Diameter Used For Flow Approximation & Depth Available | 35.086 | 4
2891 | 3146 | 1675167 | 10078049 | 197468 | DSWHE | Whenuapai Branch | Gravity | Pipe | Buried | OP | PE | None | 2012-11-22 | 9.08 | 8.98 | 0.1s | WI | Transmission | T0000299 | 2 |  |  | 4 | 710 | [5 empty] | 78287 | NA |  | 24.37 |  | WSL |  | Te Kawerau a Maki,Ngāti Whātua,Ngāti Maru,Ngāti Whātua o Kaipara,Ngāti Whātua o Ōrākei,Ngāti Tamaoho,Ngāti Manuhiri,Ngāti Tamaterā,Ngāti Hako,Te Ākitai Waiohua | 2 | 2 | 2 | 2017 | CCTV Footage Review Log South_Latest.xls | no | 1 | 3 | 1 | CCTV Available (0-10 Years Old) & Soil Type Available | 3.059 | 3 | 3 | 3 | 1 |  | 1 |  | 5 | 0.765 | 0.6 | Diameter Used For Flow Approximation & Depth Available | 24.3655 | 8
4404 | 4700 | 2734740 | 10105540 | 195170 | DSGLE | Glen Eden Branch | Gravity | Pipe | Buried | OP | FRP | None | 2017-12-24 | 16.03 | 15.95 | 0.1s | WI | Transmission | T0001202 | 2 |  |  | 4 | 600 | [5 empty] | 75223 | NA |  | 22.5 |  | WSL |  | Te Kawerau a Maki,Ngāti Whātua,Ngāti Whātua o Ōrākei,Ngāti Tamaoho,Ngāti Tamaterā,Te Ākitai Waiohua | 1.21 | 1 |  |  |  | no | 1 | 3 | 1 | CCTV NOT Available or Over 30 Years Old & Soil Type Available | 3.059 | 3 | 3 | 3 | 1 |  | 1 |  | 5 | 0.765 | 0.6 | Diameter Used For Flow Approximation & Depth Available | 22.5018 | 4
4458 | 4754 | 4523141 | 10105556 | 194668 | DSGLE | Glen Eden Branch | Gravity | Pipe | Buried | OP | CONC | None | 2017-12-24 | 26.74 | 26.62 | 0.1s | WI | Transmission | T0001202 | 2 |  |  | 4 | 600 | [5 empty] | 75253 | NA |  | 18.94 |  | WSL |  | Te Kawerau a Maki,Ngāti Whātua,Ngāti Whātua o Ōrākei,Ngāti Tamaoho,Ngāti Tamaterā,Te Ākitai Waiohua | 1.21 | 1 |  |  |  | no | 1 | 3 | 1 | CCTV NOT Available or Over 30 Years Old & Soil Type Available | 3.059 | 3 | 3 | 3 | 1 |  | 1 |  | 5 | 0.765 | 0.6 | Diameter Used For Flow Approximation & Depth Available | 18.9367 | 4
4409 | 4705 | 2734754 | 10105546 | 195021 | DSGLE | Glen Eden Branch | Gravity | Pipe | Buried | OP | CONC | None | 2017-12-24 | 17.95 | 17.85 | 0.1s | WI | Transmission | T0001202 | 2 |  |  | 4 | 600 | [5 empty] | 75228 | NA |  | 13.07 |  | WSL |  | Te Kawerau a Maki,Ngāti Whātua,Ngāti Whātua o Ōrākei,Ngāti Tamaoho,Ngāti Tamaterā,Te Ākitai Waiohua | 1.21 | 1 |  |  |  | no | 1 | 3 | 1 | CCTV NOT Available or Over 30 Years Old & Soil Type Available | 3.059 | 3 | 3 | 3 | 1 |  | 1 |  | 5 | 0.765 | 0.6 | Diameter Used For Flow Approximation & Depth Available | 13.0678 | 4
4456 | 4752 | 4523104 | 10105554 | 194520 | DSGLE | Glen Eden Branch | Gravity | Pipe | Buried | OP | CONC | None | 2017-12-24 | 26.48 | 26.36 | 0.1s | WI | Transmission | T0001202 | 2 |  |  | 4 | 600 | [5 empty] | 75251 | NA |  | 10.34 |  | WSL |  | Te Kawerau a Maki,Ngāti Whātua,Ngāti Whātua o Ōrākei,Ngāti Tamaoho,Ngāti Tamaterā,Te Ākitai Waiohua | 1.21 | 1 |  |  |  | no | 1 | 3 | 1 | CCTV NOT Available or Over 30 Years Old & Soil Type Available | 3.059 | 3 | 3 | 3 | 1 |  | 1 |  | 5 | 0.765 | 0.6 | Diameter Used For Flow Approximation & Depth Available | 10.345 | 4
1660 | 1810 | 17919 | 10099248 | 195169 | DSGLE | Glen Eden Branch | Gravity | Pipe | Buried | OP | CONC | None | 1965-06-30 | 5.44 | 5.02 | dwg | WI | Transmission | Legacy | 2 |  |  | 4 | 635 | [5 empty] | 75192 | NA |  | 10 |  | WSL |  | Te Kawerau a Maki,Ngāti Whātua,Ngāti Whātua o Ōrākei,Ngāti Tamaoho,Ngāti Tamaterā,Te Ākitai Waiohua | 1.92 | 2 |  |  |  | no | 1 | 3 | 2 | CCTV NOT Available or Over 30 Years Old & Soil Type Available | 3.059 | 3 | 3 | 3 | 1 |  | 1 |  | 5 | 0.765 | 0.6 | Diameter Used For Flow Approximation & Depth Available | 9.9975 | 8
4457 | 4753 | 4523105 | 10105553 | 194666 | DSGLE | Glen Eden Branch | Gravity | Pipe | Buried | OP | CONC | None | 2017-12-24 | 26.36 | 26.3 | 0.1s | WI | Transmission | T0001202 | 2 |  |  | 4 | 600 | [5 empty] | 75250 | NA |  | 9.56 |  | WSL |  | Te Kawerau a Maki,Ngāti Whātua,Ngāti Whātua o Ōrākei,Ngāti Tamaoho,Ngāti Tamaterā,Te Ākitai Waiohua | 1.21 | 1 |  |  |  | no | 1 | 3 | 1 | CCTV NOT Available or Over 30 Years Old & Soil Type Available | 3.059 | 3 | 3 | 3 | 1 |  | 1 |  | 5 | 0.765 | 0.6 | Diameter Used For Flow Approximation & Depth Available | 9.5642 | 4
4462 | 4758 | 4523170 | 10106802 | 194481 | DSGLE | Glen Eden Branch | Gravity | Pipe | Buried | OP | CONC | None | 2017-12-24 | 26.51 | 31.53 | 0.1s | WI | Transmission | T0001202A | 2 |  |  | 4 | 600 | [5 empty] | 75099 | NA |  | 9.49 |  | WSL |  | Te Kawerau a Maki,Ngāti Whātua,Ngāti Whātua o Ōrākei,Ngāti Tamaoho,Ngāti Tamaterā,Te Ākitai Waiohua | 1.21 | 1 |  |  |  | no | 1 | 3 | 1 | CCTV NOT Available or Over 30 Years Old & Soil Type Available | 3.059 | 3 | 3 | 3 | 1 |  | 1 |  | 5 | 0.765 | 0.6 | Diameter Used For Flow Approximation & Depth Available | 9.493 | 4
4465 | 4761 | 4523215 | 10106787 | 195172 | DSGLE | Glen Eden Branch | Gravity | Pipe | Buried | OP | CONC | None | 2017-12-24 | 26.54 | 26.51 | 0.1s | WI | Transmission | T0001202 | 2 |  |  | 4 | 600 | [5 empty] | 75252 | NA |  | 7.28 |  | WSL |  | Te Kawerau a Maki,Ngāti Whātua,Ngāti Whātua o Ōrākei,Ngāti Tamaoho,Ngāti Tamaterā,Te Ākitai Waiohua | 1.21 | 1 |  |  |  | no | 1 | 3 | 1 | CCTV NOT Available or Over 30 Years Old & Soil Type Available | 3.059 | 3 | 3 | 3 | 1 |  | 1 |  | 5 | 0.765 | 0.6 | Diameter Used For Flow Approximation & Depth Available | 7.2787 | 4
2846 | 3097 | 302940 | 10078016 | 195095 | DSMAH | Mahia Branch | Gravity | Pipe | Buried | OP | CONC | None | 2012-11-22 | 0 | 8.36 | 0.1s | SI | Transmission | T0000297 | 2 |  |  | 4 | 600 | [5 empty] | 75699 | NA |  | 6.42 |  | WSL |  | Waikato,Ngāti Maru,Ngāti Tamaoho,Ngāti Whanaunga,Ngāti Tamaterā,Ngāti Pāoa,Ngāi Tai ki Tāmaki,Ngāti Hako,Te Ākitai Waiohua | 2 | 2 | 2 | 2016 | te puna wai | no | 1 | 3 | 1 | CCTV Available (0-10 Years Old) & Soil Type Available | 3.059 | 3 | 3 | 3 | 1 |  | 1 |  | 5 | 0.765 | 0.6 | Diameter Used For Flow Approximation & Depth Available | 6.4246 | 8
1526 | 1639 | 17106 | 10006242 | 195613 | DSLWC | Lawsons Creek Branch | Gravity | Pipe | Bridged | OP | AC | None | 1968-06-30 | 7.53 | 7.43 | dwg | WI | Transmission | Legacy | 2 |  |  | 4 | 375 | [5 empty] | 75642 | NA |  | 35.38 |  | WSL |  | Te Kawerau a Maki,Ngāti Whātua,Ngāti Maru,Ngāti Whātua o Ōrākei,Ngāti Tamaoho,Ngāti Tamaterā,Ngāti Hako,Te Ākitai Waiohua | 3.31 | 3 | 2 | 2012 | te puna wai | no | 1 | 1 | 5 | CCTV Available (10-20 Years Old) & Soil Type Not Available | 3.0584 | 3 | 1 | 5 | 2.5 | Property Parcels | 1 | Significant Ecological Area - SEA_T_4661 | 1 | 1.215 | 0.013178 | Modelled Flow Data Used & Depth Available | 35.3755 | 14
2228 | 2438 | 15963 | 10009628 | 197474 | DSWYN | Weymouth North Branch | Gravity | Pipe | Bridged | OP | AC | None | 1981-06-30 | 16.07 | 15.57 | dwg | SW | Transmission | Legacy | 2 |  |  | 4 | 300 | [5 empty] | 78694 | NA |  | 86.71 |  | WSL |  | Waikato,Ngāti Maru,Ngāti Tamaoho,Ngāti Tamaterā,Ngāi Tai ki Tāmaki,Ngāti Hako,Te Ākitai Waiohua | 2 | 2 | 2 | 2008 | CCTV Footage Review Log South_Latest.xls | no | 1 | 1 | 2 | CCTV Available (10-20 Years Old) & Soil Type Not Available | 3.0565 | 3 | 1 | 5 | 2.5 | Property Parcels | 1 |  | 1 | 1.215 | 0.014874 | Modelled Flow Data Used & Depth Available | 86.7108 | 8
4477 | 4773 | 929562 | 10088915 | 197201 | DSTPW | Takapuna West Branch Sewer TS3 | Gravity | Pipe | Buried | OP | CONC | None | 1964-01-01 |  |  | dwg | NI | Transmission | Legacy | 2 |  |  | 4 | 800 | [5 empty] | 65441 | NA |  | 11.95 |  | WSL |  | Te Kawerau a Maki,Ngāti Whātua,Ngāti Maru,Ngāti Whātua o Ōrākei,Ngāti Tamaoho,Ngāti Manuhiri,Te Patukirikiri,Ngāti Whanaunga,Ngāti Tamaterā,Ngāti Pāoa,Ngāi Tai ki Tāmaki,Ngāti Hako,Te Ākitai Waiohua | 3 | 3 | 3 | 2016 | te puna wai | no | 1 | 3 | 2 | CCTV Available (0-10 Years Old) & Soil Type Available | 3.0554 | 3 | 3 | 4 | 2.5 | Property Parcels | 1 |  | 1.5 | 1.17 | 0.10184 | Modelled Flow Data Used & Depth Available | 11.9505 | 14
3559 | 3832 | 908649 | 10088926 | 197887 | DSTPW | Takapuna West Branch Sewer TS3 | Gravity | Pipe | Buried | OP | CONC | None | 1965-01-01 |  |  | dwg | NI | Transmission | Legacy | 2 |  |  | 4 | 800 | [5 empty] | 65454 | NA |  | 23.7 |  | WSL |  | Te Kawerau a Maki,Ngāti Whātua,Ngāti Maru,Ngāti Whātua o Ōrākei,Ngāti Tamaoho,Ngāti Manuhiri,Te Patukirikiri,Ngāti Whanaunga,Ngāti Tamaterā,Ngāti Pāoa,Ngāi Tai ki Tāmaki,Ngāti Hako,Te Ākitai Waiohua | 2 | 2 | 2 | 2016 | te puna wai | no | 1 | 1 | 2 | CCTV Available (0-10 Years Old) & Soil Type Available | 3.0531 | 3 | 3 | 4 | 2.5 | Property Parcels | 1 |  | 1.5 | 1.17 | 0.097243 | Modelled Flow Data Used & Depth Available | 23.6988 | 8
1109 | 1169 | 15536 | 10004737 | 193588 | DSB1B | Branch 1B Ellerslie | Gravity | Pipe | Buried | OP | CONC | CIP | 1926-06-30 | 38.2 | 37.96 | dwg | OM | Transmission | Legacy | 2 |  |  | 4 | 450 | [5 empty] | 74365 | NA |  | 132.02 |  | WSL |  | Waikato,Te Kawerau a Maki,Ngāti Whātua,Ngāti Maru,Ngāti Whātua o Ōrākei,Ngāti Tamaoho,Ngāti Tamaterā,Ngāti Pāoa,Ngāi Tai ki Tāmaki,Ngāti Hako,Te Ākitai Waiohua | 2 | 2 | 2 | 2016 | te puna wai | no | 5 | 1 | 1 | CCTV Available (0-10 Years Old) & Soil Type Available | 3.0515 | 3 | 2 | 2 | 3.5 | Property Parcels, Building Outlines | 1 |  | 1 | 1.335 | 0.4 | Diameter Used For Flow Approximation & Depth Available | 132.0193 | 8
2082 | 2283 | 15535 | 10004736 | 193685 | DSB1B | Branch 1B Ellerslie | Gravity | Pipe | Buried | OP | CONC | CIP | 1926-06-30 | 37.96 | 37.76 | dwg | OM | Transmission | Legacy | 2 |  |  | 4 | 450 | [5 empty] | 74364 | NA |  | 113.39 |  | WSL |  | Waikato,Te Kawerau a Maki,Ngāti Whātua,Ngāti Maru,Ngāti Whātua o Ōrākei,Ngāti Tamaoho,Ngāti Tamaterā,Ngāti Pāoa,Ngāi Tai ki Tāmaki,Ngāti Hako,Te Ākitai Waiohua | 2 | 2 | 2 | 2016 | te puna wai | no | 5 | 1 | 1 | CCTV Available (0-10 Years Old) & Soil Type Available | 3.0515 | 3 | 2 | 2 | 3.5 | Property Parcels, Building Outlines | 1 |  | 1 | 1.335 | 0.4 | Diameter Used For Flow Approximation & Depth Available | 113.393 | 8
1243 | 1326 | 15540 | 10004741 | 193589 | DSB1B | Branch 1B Ellerslie | Gravity | Pipe | Buried | OP | CONC | CIP | 1926-06-30 | 39.39 | 39.14 | dwg | OM | Transmission | Legacy | 2 |  |  | 4 | 450 | [5 empty] | 74369 | NA |  | 135.58 |  | WSL |  | Waikato,Te Kawerau a Maki,Ngāti Whātua,Ngāti Maru,Ngāti Whātua o Ōrākei,Ngāti Tamaoho,Ngāti Tamaterā,Ngāti Pāoa,Ngāi Tai ki Tāmaki,Ngāti Hako,Te Ākitai Waiohua | 3 | 3 | 3 | 2016 | te puna wai | no | 3 | 3 | 1 | CCTV Available (0-10 Years Old) & Soil Type Available | 3.0515 | 3 | 2 | 2 | 3.5 | Property Parcels, Building Outlines | 1 | Aquifer - Onehunga Volcanic Aquifer | 1 | 1.335 | 0.4 | Diameter Used For Flow Approximation & Depth Available | 135.5769 | 14
1540 | 1659 | 24926 | 10004748 | 193688 | DSB1B | Branch 1B Ellerslie | Gravity | Pipe | Buried | OP | CONC | None | 2006-04-20 | 41.54 | 41.44 | 0.1s | OM | Transmission | DC06024 | 2 |  |  | 4 | 450 | [5 empty] | 74376 | NA |  | 52.47 |  | WSL |  | Waikato,Te Kawerau a Maki,Ngāti Whātua,Ngāti Maru,Ngāti Whātua o Ōrākei,Ngāti Tamaoho,Ngāti Tamaterā,Ngāti Pāoa,Ngāi Tai ki Tāmaki,Ngāti Hako,Te Ākitai Waiohua | 2 | 2 | 2 | 2016 | te puna wai | no | 3 | 3 | 1 | CCTV Available (0-10 Years Old) & Soil Type Available | 3.0515 | 3 | 2 | 2 | 3.5 | Property Parcels, Building Outlines | 1 | Aquifer - Onehunga Volcanic Aquifer | 1 | 1.335 | 0.4 | Diameter Used For Flow Approximation & Depth Available | 52.467 | 8
4349 | 4639 | 2643027 | 10095818 | 195539 | DSMSN | Massey North Branch | Gravity | Pipe | Buried | OP | PE | None | 2013-08-15 | 17.77 | 11.44 | 0.1s | WI | Transmission | T0000828 | 2 |  |  | 4 | 560 | [5 empty] | 75921 | NA |  | 267.27 |  | WSL |  | Te Kawerau a Maki,Ngāti Whātua,Ngāti Maru,Ngāti Whātua o Kaipara,Ngāti Whātua o Ōrākei,Ngāti Tamaoho,Ngāti Manuhiri,Ngāti Tamaterā,Ngāti Hako,Te Ākitai Waiohua | 1.21 | 1 |  |  |  | no | 1 | 3 | 1 | CCTV NOT Available or Over 30 Years Old & Soil Type Available | 3.0515 | 3 | 2 | 2 | 3.5 | Property Parcels, Building Outlines | 1 |  | 1 | 1.335 | 0.4 | Diameter Used For Flow Approximation & Depth Available | 267.2711 | 4
1103 | 1163 | 15522 | 10004064 | 193269 | DSB01 | Branch 1 Remuera | Gravity | Pipe | Encased | OP | VC | RIBLO | 1910-06-30 | 20.57 | 19.37 | dwg | OM | Transmission | Legacy | 2 |  |  | 4 | 525 | [5 empty] | 73918 | NA |  | 140.8 |  | WSL |  | Waikato,Te Kawerau a Maki,Ngāti Whātua,Ngāti Maru,Ngāti Whātua o Ōrākei,Ngāti Tamaoho,Te Patukirikiri,Ngāti Tamaterā,Ngāti Pāoa,Ngāi Tai ki Tāmaki,Ngāti Hako,Te Ākitai Waiohua | 3 | 3 | 3 | 2013 | te puna wai | yes | 1 | 1 | 1 | CCTV Available (10-20 Years Old) & Soil Type Available | 3.0515 | 3 | 2 | 2 | 3.5 | Property Parcels, Building Outlines | 1 |  | 1 | 1.335 | 0.4 | Diameter Used For Flow Approximation & Depth Available | 140.8039 | 14
1767 | 1927 | 15811 | 10004065 | 193104 | DSB01 | Branch 1 Remuera | Gravity | Pipe | Encased | OP | VC | RIBLO | 1910-06-30 | 21.7 | 20.57 | dwg | OM | Transmission | Legacy | 2 |  |  | 4 | 525 | [5 empty] | 73919 | NA |  | 140.49 |  | WSL |  | Waikato,Te Kawerau a Maki,Ngāti Whātua,Ngāti Maru,Ngāti Whātua o Ōrākei,Ngāti Tamaoho,Te Patukirikiri,Ngāti Tamaterā,Ngāti Pāoa,Ngāi Tai ki Tāmaki,Ngāti Hako,Te Ākitai Waiohua | 3 | 3 | 3 | 2013 | te puna wai | yes | 1 | 1 | 1 | CCTV Available (10-20 Years Old) & Soil Type Available | 3.0515 | 3 | 2 | 2 | 3.5 | Property Parcels, Building Outlines | 1 |  | 1 | 1.335 | 0.4 | Diameter Used For Flow Approximation & Depth Available | 140.4907 | 14
1766 | 1926 | 15812 | 10004066 | 193512 | DSB01 | Branch 1 Remuera | Gravity | Pipe | Encased | OP | VC | RIBLO | 1910-06-30 | 22.62 | 21.7 | dwg | OM | Transmission | Legacy | 2 |  |  | 4 | 525 | [5 empty] | 73920 | NA |  | 115.01 |  | WSL |  | Waikato,Te Kawerau a Maki,Ngāti Whātua,Ngāti Maru,Ngāti Whātua o Ōrākei,Ngāti Tamaoho,Te Patukirikiri,Ngāti Tamaterā,Ngāti Pāoa,Ngāi Tai ki Tāmaki,Ngāti Hako,Te Ākitai Waiohua | 3 | 3 | 3 | 2013 | te puna wai | yes | 1 | 1 | 1 | CCTV Available (10-20 Years Old) & Soil Type Available | 3.0515 | 3 | 2 | 2 | 3.5 | Property Parcels, Building Outlines | 1 |  | 1 | 1.335 | 0.4 | Diameter Used For Flow Approximation & Depth Available | 115.0066 | 14
679 | 709 | 15816 | 10004072 | 193277 | DSB01 | Branch 1 Remuera | Gravity | Pipe | Buried | OP | VC | None | 1910-06-30 | 35.1 | 31.23 | dwg | OM | Transmission | DU2112 | 2 | 35.1 |  | 4 | 450 |  |  |  |  | CONS | 73926 | NA |  | 108.24 |  | WSL |  | Waikato,Te Kawerau a Maki,Ngāti Whātua,Ngāti Maru,Ngāti Whātua o Ōrākei,Ngāti Tamaoho,Te Patukirikiri,Ngāti Tamaterā,Ngāti Pāoa,Ngāi Tai ki Tāmaki,Ngāti Hako,Te Ākitai Waiohua | 3.08 | 3 | 3 | 2013 | te puna wai | yes | 1 | 1 | 4 | CCTV Available (10-20 Years Old) & Soil Type Available | 3.0515 | 3 | 2 | 2 | 3.5 | Property Parcels, Building Outlines | 1 |  | 1 | 1.335 | 0.4 | Diameter Used For Flow Approximation & Depth Available | 108.2397 | 14
1955 | 2140 | 24928 | 10004750 | 193446 | DSB1B | Branch 1B Ellerslie | Gravity | Pipe | Buried | OP | CONC | None | 2006-04-20 | 41.65 | 41.6 | 0.1s | OM | Transmission | DC06024 | 2 |  |  | 4 | 450 | [5 empty] | 74378 | NA |  | 14.88 |  | WSL |  | Waikato,Te Kawerau a Maki,Ngāti Whātua,Ngāti Maru,Ngāti Whātua o Ōrākei,Ngāti Tamaoho,Ngāti Tamaterā,Ngāti Pāoa,Ngāi Tai ki Tāmaki,Ngāti Hako,Te Ākitai Waiohua | 2 | 2 | 2 | 2016 | te puna wai | no | 1 | 1 | 1 | CCTV Available (0-10 Years Old) & Soil Type Available | 3.0515 | 3 | 2 | 2 | 3.5 | Property Parcels, Building Outlines | 1 | Aquifer - Onehunga Volcanic Aquifer | 1 | 1.335 | 0.4 | Diameter Used For Flow Approximation & Depth Available | 14.8805 | 8
3518 | 3791 | 932983 | 10088972 | 197910 | DSWAU | Wairau Branch Sewer TS4 | Gravity | Pipe | Buried | OP | CONC | None | 1960-01-01 |  |  | dwg | NI | Transmission | Legacy | 2 |  |  | 4 | 1220 | [5 empty] | 65480 | NA |  | 10.17 |  | WSL |  | Te Kawerau a Maki,Ngāti Whātua,Ngāti Maru,Ngāti Whātua o Ōrākei,Ngāti Tamaoho,Ngāti Manuhiri,Te Patukirikiri,Ngāti Whanaunga,Ngāti Tamaterā,Ngāti Pāoa,Ngāi Tai ki Tāmaki,Ngāti Hako,Te Ākitai Waiohua | 2.67 | 3 | 2 | 2015 | te puna wai | no | 5 | 1 | 3 | CCTV Available (0-10 Years Old) & Soil Type Available | 3.0506 | 3 | 4 | 5 | 1 |  | 1 |  | 1.5 | 0.77 | 0.34992 | Modelled Flow Data Used & Depth Available | 10.1677 | 14
1157 | 1225 | 15384 | 10005250 | 194690 | DSEDB | Edendale Branch | Gravity | Pipe | Buried | OP | CONC | None | 1914-06-30 | 28.92 | 28.84 | dwg | OM | Transmission | Legacy | 2 |  |  | 4 | 2300 | [5 empty] | 74714 | NA |  | 14.99 |  | WSL |  | Waikato,Te Kawerau a Maki,Ngāti Whātua,Ngāti Maru,Ngāti Whātua o Ōrākei,Ngāti Tamaoho,Ngāti Tamaterā,Ngāi Tai ki Tāmaki,Ngāti Hako,Te Ākitai Waiohua | 3.81 | 4 | 3 | 2017 | CCTV Footage Review Log South_Latest.xls | no | 3 | 3 | 5 | CCTV Available (0-10 Years Old) & Soil Type Available | 3.0417 | 3 | 2 | 5 | 2 | Public Park & Sports Area | 1 |  | 5 | 1.2 | 0.027669 | Modelled Flow Data Used & Depth Available | 14.9946 | 18
950 | 1004 | 16503 | 10008769 | 197296 | DSTID | Titirangi Diversion Taylor Street | Gravity | Pipe | Bridged | OP | CLS | None | 1989-06-30 | 2.54 | 2.46 | dwg | WI | Transmission | Legacy | 2 |  |  | 4 | 810 | [5 empty] | 77931 | NA |  | 21.4 |  | WSL |  | Waikato,Te Kawerau a Maki,Ngāti Whātua,Ngāti Maru,Ngāti Whātua o Ōrākei,Ngāti Tamaoho,Ngāti Tamaterā,Ngāi Tai ki Tāmaki,Ngāti Hako,Te Ākitai Waiohua | 2 | 2 | 2 | 2011 | te puna wai | no | 1 | 1 | 2 | CCTV Available (10-20 Years Old) & Soil Type Not Available | 3.0414 | 3 | 3 | 5 | 1 |  | 4 | NZ River Lines | 5 | 1.175 | 0.05918 | Modelled Flow Data Used & Depth Available | 21.3963 | 8
1107 | 1167 | 15526 | 10004174 | 193299 | DSB03 | Branch 3 Newmarket | Gravity | Pipe | Buried | OP | CONC | None | 1918-06-30 | 4.55 | 3.96 | dwg | OM | Transmission | Legacy | 2 |  |  | 4 | 1200 | [5 empty] | 73990 | NA |  | 128.08 |  | WSL |  | Waikato,Te Kawerau a Maki,Ngāti Whātua,Ngāti Maru,Ngāti Whātua o Ōrākei,Ngāti Tamaoho,Te Patukirikiri,Ngāti Tamaterā,Ngāti Pāoa,Ngāi Tai ki Tāmaki,Ngāti Hako,Te Ākitai Waiohua | 3.86 | 4 | 3 | 2007 | te puna wai | no | 3 | 1 | 5 | CCTV Available (10-20 Years Old) & Soil Type Available | 3.0359 | 3 | 3 | 5 | 1 |  | 4 | Significant Ecological Area - SEA_T_6172, NZ River Lines | 5 | 1.175 | 0.047903 | Modelled Flow Data Used & Depth Available | 128.0841 | 18
2195 | 2405 | 15281 | 10004473 | 193517 | DSB08 | Branch 8 Mt Albert | Gravity | Pipe | Buried | OP | CONC | None | 1920-06-30 | 7.8 | 7.46 | dwg | OM | Transmission | Legacy | 2 |  |  | 4 | 525 | [5 empty] | 74196 | NA |  | 32.52 |  | WSL |  | Te Kawerau a Maki,Ngāti Whātua,Ngāti Maru,Ngāti Whātua o Ōrākei,Ngāti Tamaoho,Ngāti Tamaterā,Ngāi Tai ki Tāmaki,Ngāti Hako,Te Ākitai Waiohua | 3.85 | 4 | 2 | 2010 | te puna wai | no | 5 | 1 | 5 | CCTV Available (10-20 Years Old) & Soil Type Available | 3.0355 | 3 | 3 | 2 | 2.5 | Property Parcels | 1 | Aquifer - Western Springs Volcanic Aquifer | 5 | 1.165 | 0.07562 | Modelled Flow Data Used & Depth Available | 32.5235 | 18
601 | 624 | 16190 | 10005949 | 195463 | DSHIN | Howick Interceptor | Gravity | Pipe | Bridged | OP | CONC | None | 1964-06-30 | 8.77 | 8.49 | 0.1s | HI | Transmission | GP10010 | 1 |  |  | 4 | 635 | [5 empty] | 75428 | NA |  | 70.55 |  | WSL |  | Waikato,Ngāti Maru,Ngāti Tamaoho,Ngāti Whanaunga,Ngāti Tamaterā,Ngāti Pāoa,Ngāi Tai ki Tāmaki,Ngāti Hako,Te Ākitai Waiohua | 2 | 2 | 2 | 2015 | CCTV Footage Review Log South_Latest.xls | no | 1 | 1 | 2 | CCTV Available (0-10 Years Old) & Soil Type Not Available | 3.0344 | 3 | 3 | 5 | 1 |  | 4 | NZ River Lines | 5 | 1.175 | 0.044824 | Modelled Flow Data Used & Depth Available | 70.5462 | 8
4788 | 749058 | 17243 | 10099224 | 193264 | DSAVD | Avondale Branch Diversion | Gravity | Pipe | Buried | OP | CONC | None | 1959-06-30 |  |  | dwg | WI | Transmission | Legacy | 2 |  |  | 4 | 900 |  |  |  |  | CONS | 73864 | NA |  | 26.57 |  | WSL |  | Waikato,Te Kawerau a Maki,Ngāti Whātua,Ngāti Maru,Ngāti Whātua o Ōrākei,Ngāti Tamaoho,Ngāti Tamaterā,Ngāi Tai ki Tāmaki,Ngāti Hako,Te Ākitai Waiohua | 2.41 | 2 |  |  |  | no | 1 | 1 | 3 | CCTV NOT Available or Over 30 Years Old & Soil Type Available | 3.0328 | 3 | 3 | 4 | 2.5 | Property Parcels | 1 |  | 1.5 | 1.17 | 0.056255 | Modelled Flow Data Used & Depth Available | 26.4613 | 8
3514 | 3787 | 938337 | 10088149 | 195752 | DSKHK | Kahika Branch Sewer TS11 | Rising | Pipe | Bridged | OP | CLS | None | 1961-01-01 |  |  | dwg | NI | Transmission | Legacy | 2 |  |  | 4 | 390 | [5 empty] | 64981 | NA |  | 137.25 |  | WSL |  | Te Kawerau a Maki,Ngāti Whātua,Ngāti Maru,Ngāti Whātua o Ōrākei,Ngāti Tamaoho,Ngāti Manuhiri,Ngāti Whanaunga,Ngāti Tamaterā,Ngāti Pāoa,Ngāi Tai ki Tāmaki,Ngāti Hako,Te Ākitai Waiohua | 3.82 | 4 |  |  |  | no | 1 | 1 | 5 | CCTV NOT Available or Over 30 Years Old & Soil Type Not Available | 3.026 | 3 | 1 | 5 | 2.5 | Property Parcels | 1 | Ocean Intercept, Significant Ecological Area - SEA_T_8323 | 5 | 1.355 | 0.2 | Diameter Used For Flow Approximation & Depth Available | 137.251 | 18
3606 | 3879 | 905710 | 10089567 | 194241 | DSBHV | Beach Haven Branch Sewer TS10 | Gravity | Pipe | Bridged | OP | CLS | None | 1961-01-01 |  |  | dwg | NI | Transmission | Legacy | 2 |  |  | 4 | 355 | [5 empty] | 64220 | NA |  | 41.22 |  | WSL |  | Te Kawerau a Maki,Ngāti Whātua,Ngāti Maru,Ngāti Whātua o Ōrākei,Ngāti Tamaoho,Ngāti Manuhiri,Ngāti Whanaunga,Ngāti Tamaterā,Ngāi Tai ki Tāmaki,Ngāti Hako,Te Ākitai Waiohua | 3.82 | 4 |  |  |  | no | 1 | 1 | 5 | CCTV NOT Available or Over 30 Years Old & Soil Type Not Available | 3.026 | 3 | 1 | 5 | 2.5 | Property Parcels, Safe Swim Beach | 1 | Ocean Intercept | 5 | 1.355 | 0.2 | Diameter Used For Flow Approximation & Depth Available | 41.2235 | 18
2199 | 2409 | 16611 | 10008920 | 197124 | DSTIT | Titirangi Branch | Gravity | Pipe | Buried | OP | CONC | None | 1988-06-30 | 35.8 | 35.26 | dwg | WI | Transmission | Legacy | 2 |  |  | 4 | 450 | [5 empty] | 78069 | NA |  | 28.74 |  | WSL |  | Waikato,Te Kawerau a Maki,Ngāti Whātua,Ngāti Whātua o Ōrākei,Ngāti Tamaoho,Ngāti Tamaterā,Te Ākitai Waiohua | 2 | 2 | 2 | 2010 | te puna wai | no | 1 | 1 | 1 | CCTV Available (10-20 Years Old) & Soil Type Available | 3.0221 | 3 | 3 | 2 | 2.5 | Property Parcels | 1 |  | 5 | 1.165 | 0.049026 | Modelled Flow Data Used & Depth Available | 28.7356 | 8
3196 | 3460 | 913612 | 10090091 | 194581 | DSECB | East Coast Bays Branch Sewer TS7 | Gravity | Pipe | Buried | OP | CONC | None | 1963-01-01 |  |  | dwg | NI | Transmission | Legacy | 2 |  |  | 4 | 724 | [5 empty] | 64505 | NA |  | 140.08 |  | WSL |  | Te Kawerau a Maki,Ngāti Whātua,Ngāti Maru,Ngāti Whātua o Kaipara,Ngāti Whātua o Ōrākei,Ngāti Tamaoho,Ngāti Manuhiri,Te Patukirikiri,Ngāti Whanaunga,Ngāti Tamaterā,Ngāti Pāoa,Ngāi Tai ki Tāmaki,Ngāti Hako,Te Ākitai Waiohua | 3 | 3 | 3 | 2016 | te puna wai | no | 1 | 1 | 3 | CCTV Available (0-10 Years Old) & Soil Type Available | 3.0218 | 3 | 3 | 3 | 2.5 | Property Parcels | 1 |  | 1.5 | 1.105 | 0.19296 | Modelled Flow Data Used & Depth Available | 140.0847 | 14
3439 | 3712 | 933740 | 10090095 | 194582 | DSECB | East Coast Bays Branch Sewer TS7 | Gravity | Pipe | Buried | OP | CONC | None | 1961-01-01 |  |  | dwg | NI | Transmission | Legacy | 2 |  |  | 4 | 724 | [5 empty] | 64509 | NA |  | 102.02 |  | WSL |  | Te Kawerau a Maki,Ngāti Whātua,Ngāti Maru,Ngāti Whātua o Kaipara,Ngāti Whātua o Ōrākei,Ngāti Tamaoho,Ngāti Manuhiri,Te Patukirikiri,Ngāti Whanaunga,Ngāti Tamaterā,Ngāti Pāoa,Ngāi Tai ki Tāmaki,Ngāti Hako,Te Ākitai Waiohua | 3 | 3 | 3 | 2016 | te puna wai | no | 1 | 1 | 3 | CCTV Available (0-10 Years Old) & Soil Type Available | 3.0218 | 3 | 3 | 3 | 2.5 | Property Parcels | 1 |  | 1.5 | 1.105 | 0.19296 | Modelled Flow Data Used & Depth Available | 102.0152 | 14
3122 | 3384 | 913610 | 10090090 | 194104 | DSECB | East Coast Bays Branch Sewer TS7 | Gravity | Pipe | Buried | OP | CONC | None | 1963-01-01 |  |  | dwg | NI | Transmission | Legacy | 2 |  |  | 4 | 724 | [5 empty] | 64504 | NA |  | 8.12 |  | WSL |  | Te Kawerau a Maki,Ngāti Whātua,Ngāti Maru,Ngāti Whātua o Kaipara,Ngāti Whātua o Ōrākei,Ngāti Tamaoho,Ngāti Manuhiri,Te Patukirikiri,Ngāti Whanaunga,Ngāti Tamaterā,Ngāti Pāoa,Ngāi Tai ki Tāmaki,Ngāti Hako,Te Ākitai Waiohua | 4 | 4 | 4 | 2016 | te puna wai | no | 1 | 1 | 3 | CCTV Available (0-10 Years Old) & Soil Type Available | 3.0218 | 3 | 3 | 3 | 2.5 | Property Parcels | 1 |  | 1.5 | 1.105 | 0.19296 | Modelled Flow Data Used & Depth Available | 8.1235 | 18
4185 | 4469 | 928731 | 10090102 | 194113 | DSECB | East Coast Bays Branch Sewer TS7 | Gravity | Pipe | Buried | OP | CONC | None | 1963-01-01 |  |  | dwg | NI | Transmission | Legacy | 2 |  |  | 4 | 724 | [5 empty] | 64517 | NA |  | 145.66 |  | WSL |  | Te Kawerau a Maki,Ngāti Whātua,Ngāti Maru,Ngāti Whātua o Ōrākei,Ngāti Tamaoho,Ngāti Manuhiri,Te Patukirikiri,Ngāti Whanaunga,Ngāti Tamaterā,Ngāti Pāoa,Ngāi Tai ki Tāmaki,Ngāti Hako,Te Ākitai Waiohua | 4 | 4 | 4 | 2016 | te puna wai | no | 1 | 1 | 3 | CCTV Available (0-10 Years Old) & Soil Type Available | 3.0209 | 3 | 3 | 3 | 2.5 | Property Parcels | 1 |  | 1.5 | 1.105 | 0.19142 | Modelled Flow Data Used & Depth Available | 145.6633 | 18
3629 | 3903 | 916028 | 10090100 | 194308 | DSECB | East Coast Bays Branch Sewer TS7 | Gravity | Pipe | Buried | OP | CONC | None | 1961-01-01 |  |  | dwg | NI | Transmission | Legacy | 2 |  |  | 4 | 724 | [5 empty] | 64515 | NA |  | 32.2 |  | WSL |  | Te Kawerau a Maki,Ngāti Whātua,Ngāti Maru,Ngāti Whātua o Ōrākei,Ngāti Tamaoho,Ngāti Manuhiri,Te Patukirikiri,Ngāti Whanaunga,Ngāti Tamaterā,Ngāti Pāoa,Ngāi Tai ki Tāmaki,Ngāti Hako,Te Ākitai Waiohua | 4 | 4 | 4 | 2016 | te puna wai | no | 1 | 1 | 3 | CCTV Available (0-10 Years Old) & Soil Type Available | 3.0209 | 3 | 3 | 3 | 2.5 | Property Parcels | 1 |  | 1.5 | 1.105 | 0.19142 | Modelled Flow Data Used & Depth Available | 32.2028 | 18
980 | 1035 | 16035 | 10007253 | 196314 | DSOTB | Otara Branch | Gravity | Pipe | Buried | OP | CONC | None | 1961-06-30 | 5.13 | 4.91 | dwg | SI | Transmission | Legacy | 2 |  |  | 4 | 450 | [5 empty] | 76432 | NA |  | 86.26 |  | WSL |  | Waikato,Te Kawerau a Maki,Ngāti Maru,Ngāti Tamaoho,Ngāti Whanaunga,Ngāti Tamaterā,Ngāti Pāoa,Ngāi Tai ki Tāmaki,Ngāti Hako,Te Ākitai Waiohua | 2.67 | 3 | 2 | 2016 | CCTV Footage Review Log South_Latest.xls | no | 5 | 1 | 3 | CCTV Available (0-10 Years Old) & Soil Type Available | 3.019 | 3 | 3 | 2 | 2.5 | Property Parcels | 1 |  | 5 | 1.165 | 0.042868 | Modelled Flow Data Used & Depth Available | 86.2581 | 14
2444 | 2659 | 17034 | 10007256 | 195957 | DSOTB | Otara Branch | Gravity | Pipe | Buried | OP | CONC | None | 1961-06-30 | 5.86 | 5.58 | dwg | SI | Transmission | Legacy | 2 |  |  | 4 | 450 | [5 empty] | 76435 | NA |  | 78.67 |  | WSL |  | Waikato,Te Kawerau a Maki,Ngāti Maru,Ngāti Tamaoho,Ngāti Whanaunga,Ngāti Tamaterā,Ngāti Pāoa,Ngāi Tai ki Tāmaki,Ngāti Hako,Te Ākitai Waiohua | 2.67 | 3 | 2 | 2016 | CCTV Footage Review Log South_Latest.xls | no | 5 | 1 | 3 | CCTV Available (0-10 Years Old) & Soil Type Available | 3.019 | 3 | 3 | 2 | 2.5 | Property Parcels | 1 |  | 5 | 1.165 | 0.042704 | Modelled Flow Data Used & Depth Available | 78.6731 | 14
2443 | 2658 | 17035 | 10007260 | 196112 | DSOTB | Otara Branch | Gravity | Pipe | Buried | OP | CONC | None | 1961-06-30 | 6.26 | 6.09 | dwg | SI | Transmission | Legacy | 2 |  |  | 4 | 450 | [5 empty] | 76439 | NA |  | 50.56 |  | WSL |  | Waikato,Te Kawerau a Maki,Ngāti Maru,Ngāti Tamaoho,Ngāti Whanaunga,Ngāti Tamaterā,Ngāti Pāoa,Ngāi Tai ki Tāmaki,Ngāti Hako,Te Ākitai Waiohua | 2.67 | 3 | 2 | 2016 | CCTV Footage Review Log South_Latest.xls | no | 5 | 1 | 3 | CCTV Available (0-10 Years Old) & Soil Type Available | 3.0186 | 3 | 3 | 2 | 2.5 | Property Parcels | 1 |  | 5 | 1.165 | 0.042076 | Modelled Flow Data Used & Depth Available | 50.5624 | 14
978 | 1033 | 16033 | 10007259 | 196315 | DSOTB | Otara Branch | Gravity | Pipe | Buried | OP | CONC | None | 1961-06-30 | 6.09 | 6.07 | dwg | SI | Transmission | Legacy | 2 |  |  | 4 | 450 | [5 empty] | 76438 | NA |  | 7.33 |  | WSL |  | Waikato,Te Kawerau a Maki,Ngāti Maru,Ngāti Tamaoho,Ngāti Whanaunga,Ngāti Tamaterā,Ngāti Pāoa,Ngāi Tai ki Tāmaki,Ngāti Hako,Te Ākitai Waiohua | 2.56 | 3 | 1 | 2013 | te puna wai | no | 5 | 1 | 3 | CCTV Available (10-20 Years Old) & Soil Type Available | 3.0186 | 3 | 3 | 2 | 2.5 | Property Parcels | 1 |  | 5 | 1.165 | 0.042076 | Modelled Flow Data Used & Depth Available | 7.3321 | 14
2074 | 2275 | 17196 | 10005673 | 194489 | DSGLE | Glen Eden Branch | Gravity | Pipe | Buried | OP | CONC | None | 1965-06-30 | -0.66 | -0.96 | dwg | WI | Transmission | Legacy | 2 |  |  | 4 | 900 | [5 empty] | 75156 | NA |  | 87.37 |  | WSL |  | Te Kawerau a Maki,Ngāti Whātua,Ngāti Whātua o Ōrākei,Ngāti Tamaoho,Ngāti Tamaterā,Te Ākitai Waiohua | 2 | 2 | 2 | 2011 | te puna wai | no | 1 | 3 | 2 | CCTV Available (10-20 Years Old) & Soil Type Available | 3.0177 | 3 | 3 | 4 | 2.5 | Property Parcels | 1 |  | 1 | 1.15 | 0.08126 | Modelled Flow Data Used & Depth Available | 87.3654 | 8
4507 | 4809 | 4652149 | 10113433 | 316170 | DSSWN | Swanson Branch | Siphon | Pipe | Tunnelled | OP | PE | None | 2018-12-14 |  |  | dwg | WI | Transmission | T0001477 | 2 |  |  | 4 | 400 | [5 empty] | 77745 | NA |  | 263.51 |  | WSL |  | Te Kawerau a Maki,Ngāti Whātua,Ngāti Whātua o Ōrākei,Ngāti Tamaoho,Ngāti Tamaterā,Te Ākitai Waiohua | 1.76 | 2 |  |  |  | no | 5 | 1 | 1 | CCTV NOT Available or Over 30 Years Old & Soil Type Available | 3.0155 | 3 | 2 | 4 | 2.5 | Property Parcels | 1 | Ocean Intercept, Significant Ecological Area - SEA-M2-55a | 5 | 1.295 | 0.4 | Diameter Used For Flow Approximation & Depth Available | 263.512 | 8
4682 | 739084 | 5656124 | 0 | 82717849 | DSBRM | Bremner Branch Sewer | Rising | Pipe | Buried | OP | PE | None | 2020-04-07 |  |  | 0.1s | SI | Transmission | 2012923.00 | 2 |  |  |  | 400 | ASBUILT | ASBUILT | ASBUILT | ASBUILT | CONS | 82637612 |  |  | 827.09 | ASBUILT | WSL |  | Waikato,Ngāti Maru,Ngāti Tamaoho,Ngāti Tamaterā,Ngāti Pāoa,Ngāi Tai ki Tāmaki,Ngāti Hako,Te Ākitai Waiohua | 1.21 | 1 |  |  |  | no | 1 | 3 | 1 | CCTV NOT Available or Over 30 Years Old & Soil Type Available | 3.0155 | 3 | 2 | 4 | 2.5 | Property Parcels | 1 | Ocean Intercept, Significant Ecological Area - SEA-M2-29a | 5 | 1.295 | 0.4 | Diameter Used For Flow Approximation & Depth Available | 827.095 | 4
2222 | 2432 | 32516 | 10007974 | 196857 | DSRSB | Rosebank Branch | Siphon | Pipe | Buried | OP | PE | None | 2008-07-18 | 11.8 | 7.42 | 0.1s | WI | Transmission | DC07047 | 2 |  |  | 4 | 400 | [5 empty] | 77176 | NA |  | 729.22 |  | WSL |  | Te Kawerau a Maki,Ngāti Whātua,Ngāti Whātua o Ōrākei,Ngāti Tamaoho,Ngāti Tamaterā,Ngāi Tai ki Tāmaki,Te Ākitai Waiohua | 1.21 | 1 |  |  |  | no | 1 | 3 | 1 | CCTV NOT Available or Over 30 Years Old & Soil Type Available | 3.0155 | 3 | 2 | 4 | 2.5 | Property Parcels | 1 | Ocean Intercept, Significant Ecological Area - SEA-M2-54 | 5 | 1.295 | 0.4 | Diameter Used For Flow Approximation & Depth Available | 729.2179 | 4
1417 | 1514 | 27527 | 10007973 | 196553 | DSRSB | Rosebank Branch | Siphon | Pipe | Buried | OP | PE | None | 2008-07-18 | 11.8 | 7.42 | 0.1s | WI | Transmission | DC07047 | 2 |  |  | 4 | 400 | [5 empty] | 77175 | NA |  | 728.1 |  | WSL |  | Te Kawerau a Maki,Ngāti Whātua,Ngāti Whātua o Ōrākei,Ngāti Tamaoho,Ngāti Tamaterā,Ngāi Tai ki Tāmaki,Te Ākitai Waiohua | 1.21 | 1 |  |  |  | no | 1 | 3 | 1 | CCTV NOT Available or Over 30 Years Old & Soil Type Available | 3.0155 | 3 | 2 | 4 | 2.5 | Property Parcels | 1 | Ocean Intercept, Significant Ecological Area - SEA-M2-54 | 5 | 1.295 | 0.4 | Diameter Used For Flow Approximation & Depth Available | 728.1032 | 4
4074 | 4354 | 918275 | 10089268 | 193092 | DSALW | Albany West Branch Sewer TS25 | Gravity | Pipe | Buried | OP | CONC | None | 1999-01-01 |  |  | dwg | NI | Transmission | Legacy | 2 |  |  | 4 | 740 | [5 empty] | 64069 | NA |  | 39.24 |  | WSL |  | Te Kawerau a Maki,Ngāti Whātua,Ngāti Maru,Ngāti Whātua o Kaipara,Ngāti Whātua o Ōrākei,Ngāti Tamaoho,Ngāti Manuhiri,Ngāti Whanaunga,Ngāti Tamaterā,Ngāti Pāoa,Ngāi Tai ki Tāmaki,Ngāti Hako,Te Ākitai Waiohua | 1.21 | 1 |  |  |  | no | 1 | 3 | 1 | CCTV NOT Available or Over 30 Years Old & Soil Type Available | 3.0141 | 3 | 3 | 3 | 2.5 | Property Parcels | 1 |  | 1.5 | 1.105 | 0.17994 | Modelled Flow Data Used & Depth Available | 39.2395 | 4
4156 | 4438 | 941507 | 10090147 | 194595 | DSECB | East Coast Bays Branch Sewer TS7 | Gravity | Pipe | Buried | OP | PE | None | 2011-03-01 | -0.64 | -1.68 | 0.1s | NI | Transmission | R0002235 | 2 |  |  | 4 | 1000 | [5 empty] | 64563 | NA |  | 17.07 |  | WSL |  | Te Kawerau a Maki,Ngāti Whātua,Ngāti Maru,Ngāti Whātua o Ōrākei,Ngāti Tamaoho,Ngāti Manuhiri,Te Patukirikiri,Ngāti Whanaunga,Ngāti Tamaterā,Ngāti Pāoa,Ngāi Tai ki Tāmaki,Ngāti Hako,Te Ākitai Waiohua | 2 | 2 | 2 | 2016 | te puna wai | no | 5 | 1 | 1 | CCTV Available (0-10 Years Old) & Soil Type Available | 3.0129 | 3 | 3 | 4 | 2 | Public Park & Sports Area | 1 |  | 5 | 1.14 | 0.098009 | Modelled Flow Data Used & Depth Available | 17.0735 | 8
4192 | 4476 | 941505 | 10090148 | 194320 | DSECB | East Coast Bays Branch Sewer TS7 | Gravity | Pipe | Buried | OP | PE | None | 2011-03-01 | -0.29 | -0.61 | 0.1s | NI | Transmission | R0002235 | 2 |  |  | 4 | 1000 | [5 empty] | 64564 | NA |  | 73.45 |  | WSL |  | Te Kawerau a Maki,Ngāti Whātua,Ngāti Maru,Ngāti Whātua o Ōrākei,Ngāti Tamaoho,Ngāti Manuhiri,Te Patukirikiri,Ngāti Whanaunga,Ngāti Tamaterā,Ngāti Pāoa,Ngāi Tai ki Tāmaki,Ngāti Hako,Te Ākitai Waiohua | 2 | 2 | 2 | 2016 | te puna wai | no | 5 | 1 | 1 | CCTV Available (0-10 Years Old) & Soil Type Available | 3.0117 | 3 | 3 | 4 | 2 | Public Park & Sports Area | 1 | Place Of Historic Heritage - War Memorial | 5 | 1.14 | 0.095712 | Modelled Flow Data Used & Depth Available | 73.4475 | 8
2607 | 2830 | 14903 | 10006751 | 195670 | DSONE | Onehunga Branch | Gravity | Pipe | Buried | OP | CONC | None | 1962-06-30 | 1.91 | 1.68 | dwg | WI | Transmission | Legacy | 2 |  |  | 4 | 900 | [5 empty] | 76064 | NA |  | 124.8 |  | WSL |  | Waikato,Te Kawerau a Maki,Ngāti Whātua,Ngāti Maru,Ngāti Whātua o Ōrākei,Ngāti Tamaoho,Ngāti Tamaterā,Ngāi Tai ki Tāmaki,Ngāti Hako,Te Ākitai Waiohua | 2.79 | 3 | 2 | 2021 | CCTV Footage Review Log South_Latest.xls | yes | 5 | 3 | 3 | CCTV Available (0-10 Years Old) & Soil Type Available | 3.0085 | 3 | 3 | 4 | 2.5 | Property Parcels | 1 | Aquifer - Onehunga Volcanic Aquifer | 1 | 1.15 | 0.063803 | Modelled Flow Data Used & Depth Available | 124.8027 | 14
1321 | 1411 | 16634 | 10009025 | 197894 | DSTSE | Tamaki South East Branch | Gravity | Pipe | Buried | OP | CONC | None | 1980-06-30 | 5.84 | 5.56 | dwg | TE | Transmission | Legacy | 2 |  |  | 4 | 900 | [5 empty] | 78121 | NA |  | 119 |  | WSL |  | Waikato,Te Kawerau a Maki,Ngāti Maru,Ngāti Tamaoho,Ngāti Whanaunga,Ngāti Tamaterā,Ngāti Pāoa,Ngāi Tai ki Tāmaki,Ngāti Hako,Te Ākitai Waiohua | 2 | 2 | 2 | 2015 | te puna wai | no | 1 | 1 | 2 | CCTV Available (0-10 Years Old) & Soil Type Available | 3.0079 | 3 | 3 | 4 | 2.5 | Property Parcels | 1 |  | 1 | 1.15 | 0.062596 | Modelled Flow Data Used & Depth Available | 118.9977 | 8
920 | 970 | 16114 | 10009040 | 197613 | DSTSE | Tamaki South East Branch | Gravity | Pipe | Buried | OP | CONC | None | 1989-06-30 | 12.13 | 11.85 | dwg | TE | Transmission | Legacy | 2 |  |  | 4 | 900 | [5 empty] | 78136 | NA |  | 95.13 |  | WSL |  | Waikato,Ngāti Maru,Ngāti Tamaoho,Ngāti Whanaunga,Ngāti Tamaterā,Ngāti Pāoa,Ngāi Tai ki Tāmaki,Ngāti Hako,Te Ākitai Waiohua | 2 | 2 | 2 | 2015 | te puna wai | no | 5 | 3 | 1 | CCTV Available (0-10 Years Old) & Soil Type Available | 3.004 | 3 | 3 | 4 | 2.5 | Property Parcels | 1 |  | 1 | 1.15 | 0.055238 | Modelled Flow Data Used & Depth Available | 95.1316 | 8
921 | 971 | 16113 | 10009039 | 197421 | DSTSE | Tamaki South East Branch | Gravity | Pipe | Buried | OP | CONC | None | 1989-06-30 | 11.85 | 11.6 | dwg | TE | Transmission | Legacy | 2 |  |  | 4 | 900 | [5 empty] | 78135 | NA |  | 93.85 |  | WSL |  | Waikato,Ngāti Maru,Ngāti Tamaoho,Ngāti Whanaunga,Ngāti Tamaterā,Ngāti Pāoa,Ngāi Tai ki Tāmaki,Ngāti Hako,Te Ākitai Waiohua | 2 | 2 | 2 | 2015 | te puna wai | no | 1 | 3 | 1 | CCTV Available (0-10 Years Old) & Soil Type Available | 3.004 | 3 | 3 | 4 | 2.5 | Property Parcels | 1 |  | 1 | 1.15 | 0.055155 | Modelled Flow Data Used & Depth Available | 93.8526 | 8
493 | 516 | 17359 | 10008406 | 196986 | DSSWI | Southwestern Interceptor | Gravity | Pipe | Buried | OP | CONC | None | 1998-06-30 | 7.19 | 7.05 | dwg | SW | Transmission | Legacy | 1 |  |  | 4 | 1600 | [5 empty] | 77555 | NA |  | 312.95 |  | WSL |  | Waikato,Te Kawerau a Maki,Ngāti Maru,Ngāti Tamaoho,Ngāti Tamaterā,Ngāi Tai ki Tāmaki,Ngāti Hako,Te Ākitai Waiohua | 2 | 2 | 2 | 2014 | te puna wai | no | 1 | 3 | 1 | CCTV Available (0-10 Years Old) & Soil Type Available | 3.0039 | 3 | 5 | 5 | 1 |  | 1 |  | 1 | 0.755 | 0.23741 | Modelled Flow Data Used & Depth Available | 312.9491 | 8
1061 | 1121 | 16109 | 10009035 | 197420 | DSTSE | Tamaki South East Branch | Gravity | Pipe | Buried | OP | CONC | None | 1989-06-30 | 10.71 | 10.54 | dwg | TE | Transmission | Legacy | 2 |  |  | 4 | 900 | [5 empty] | 78131 | NA |  | 52.26 |  | WSL |  | Waikato,Ngāti Maru,Ngāti Tamaoho,Ngāti Whanaunga,Ngāti Tamaterā,Ngāti Pāoa,Ngāi Tai ki Tāmaki,Ngāti Hako,Te Ākitai Waiohua | 3 | 3 | 3 | 2015 | te puna wai | no | 1 | 3 | 1 | CCTV Available (0-10 Years Old) & Soil Type Available | 3.0039 | 3 | 3 | 4 | 2.5 | Property Parcels | 1 |  | 1 | 1.15 | 0.055042 | Modelled Flow Data Used & Depth Available | 52.2649 | 14
1322 | 1412 | 16635 | 10009034 | 197212 | DSTSE | Tamaki South East Branch | Gravity | Pipe | Buried | OP | CONC | None | 1982-06-30 | 10.54 | 10.34 | dwg | TE | Transmission | Legacy | 2 |  |  | 4 | 900 | [5 empty] | 78130 | NA |  | 91.35 |  | WSL |  | Waikato,Ngāti Maru,Ngāti Tamaoho,Ngāti Whanaunga,Ngāti Tamaterā,Ngāti Pāoa,Ngāi Tai ki Tāmaki,Ngāti Hako,Te Ākitai Waiohua | 2 | 2 | 2 | 2015 | te puna wai | no | 1 | 3 | 2 | CCTV Available (0-10 Years Old) & Soil Type Available | 3.0039 | 3 | 3 | 4 | 2.5 | Property Parcels | 1 |  | 1 | 1.15 | 0.054974 | Modelled Flow Data Used & Depth Available | 91.3523 | 8
2642 | 2869 | 14894 | 10006737 | 195816 | DSONE | Onehunga Branch | Gravity | Pipe | Buried | OP | CONC | None | 1962-06-30 | -1.25 | -1.48 | dwg | WI | Transmission | Legacy | 2 |  |  | 4 | 900 | [5 empty] | 76050 | NA |  | 101.73 |  | WSL |  | Waikato,Te Kawerau a Maki,Ngāti Whātua,Ngāti Maru,Ngāti Whātua o Ōrākei,Ngāti Tamaoho,Ngāti Tamaterā,Ngāi Tai ki Tāmaki,Ngāti Hako,Te Ākitai Waiohua | 2.58 | 3 | 2 | 2021 | CCTV Footage Review Log South_Latest.xls | yes | 3 | 3 | 3 | CCTV Available (0-10 Years Old) & Soil Type Available | 3.0021 | 3 | 3 | 4 | 2 | Public Park & Sports Area, Safe Swim Beach | 1 | Place Of Historic Heritage - Bray's Landing | 5 | 1.14 | 0.077988 | Modelled Flow Data Used & Depth Available | 101.7303 | 14
3223 | 3487 | 917656 | 10089266 | 193343 | DSALW | Albany West Branch Sewer TS25 | Gravity | Pipe | Buried | OP | CONC | None | 1992-07-01 |  |  | dwg | NI | Transmission | Legacy | 2 |  |  | 4 | 724 | [5 empty] | 64067 | NA |  | 43.96 |  | WSL |  | Te Kawerau a Maki,Ngāti Whātua,Ngāti Maru,Ngāti Whātua o Kaipara,Ngāti Whātua o Ōrākei,Ngāti Tamaoho,Ngāti Manuhiri,Ngāti Whanaunga,Ngāti Tamaterā,Ngāti Pāoa,Ngāi Tai ki Tāmaki,Ngāti Hako,Te Ākitai Waiohua | 1.21 | 1 |  |  |  | no | 1 | 3 | 1 | CCTV NOT Available or Over 30 Years Old & Soil Type Available | 3.0019 | 3 | 3 | 3 | 2.5 | Property Parcels | 1 |  | 1.5 | 1.105 | 0.15926 | Modelled Flow Data Used & Depth Available | 43.9601 | 4
2371 | 2582 | 15111 | 10004366 | 193428 | DSB07 | Branch 7 Arch Hill | Gravity | Pipe | Buried | OP | CONC | None | 1912-06-30 | 6.36 | 6.24 | dwg | OM | Transmission | Legacy | 2 |  |  | 4 | 910 | [5 empty] | 74136 | NA |  | 31.14 |  | WSL |  | Te Kawerau a Maki,Ngāti Whātua,Ngāti Maru,Ngāti Whātua o Ōrākei,Ngāti Tamaoho,Ngāti Tamaterā,Ngāi Tai ki Tāmaki,Ngāti Hako,Te Ākitai Waiohua | 4.13 | 4 | 3 | 2010 | te puna wai | no | 5 | 1 | 5 | CCTV Available (10-20 Years Old) & Soil Type Available | 3.0012 | 3 | 3 | 4 | 2.5 | Property Parcels | 1 |  | 1 | 1.15 | 0.04984 | Modelled Flow Data Used & Depth Available | 31.1432 | 18
2370 | 2581 | 15100 | 10004368 | 193187 | DSB07 | Branch 7 Arch Hill | Gravity | Pipe | Buried | OP | CONC | None | 1912-06-30 | 6.58 | 6.49 | dwg | OM | Transmission | Legacy | 2 |  |  | 4 | 910 | [5 empty] | 74138 | NA |  | 30.67 |  | WSL |  | Te Kawerau a Maki,Ngāti Whātua,Ngāti Maru,Ngāti Whātua o Ōrākei,Ngāti Tamaoho,Ngāti Tamaterā,Ngāi Tai ki Tāmaki,Ngāti Hako,Te Ākitai Waiohua | 3.27 | 3 | 2 | 2016 | te puna wai | no | 3 | 1 | 5 | CCTV Available (0-10 Years Old) & Soil Type Available | 3.0011 | 3 | 3 | 4 | 2.5 | Property Parcels | 1 | Significant Ecological Area - SEA_T_5288 | 1 | 1.15 | 0.049708 | Modelled Flow Data Used & Depth Available | 30.6747 | 14
3938 | 4216 | 923073 | 10090113 | 194438 | DSECB | East Coast Bays Branch Sewer TS7 | Gravity | Pipe | Buried | OP | CONC | None | 1965-01-01 |  |  | dwg | NI | Transmission | Legacy | 2 |  |  | 4 | 724 | [5 empty] | 64527 | NA |  | 32.74 |  | WSL |  | Te Kawerau a Maki,Ngāti Whātua,Ngāti Maru,Ngāti Whātua o Ōrākei,Ngāti Tamaoho,Ngāti Manuhiri,Te Patukirikiri,Ngāti Whanaunga,Ngāti Tamaterā,Ngāti Pāoa,Ngāi Tai ki Tāmaki,Ngāti Hako,Te Ākitai Waiohua | 3 | 3 | 3 | 2016 | te puna wai | no | 5 | 1 | 2 | CCTV Available (0-10 Years Old) & Soil Type Available | 2.9996 | 3 | 3 | 3 | 2.5 | Property Parcels | 1 |  | 1.5 | 1.105 | 0.15544 | Modelled Flow Data Used & Depth Available | 32.7376 | 14
1094 | 1154 | 16839 | 10005666 | 195142 | DSGLE | Glen Eden Branch | Gravity | Pipe | Bridged | OP | CLS | None | 1965-06-30 | 32.47 | 32.42 | 1.0g | WI | Transmission | GP07056 | 2 |  |  | 4 | 310 | [5 empty] | 75266 | NA |  | 9.14 |  | WSL |  | Waikato,Te Kawerau a Maki,Ngāti Whātua,Ngāti Whātua o Ōrākei,Ngāti Tamaoho,Ngāti Tamaterā,Te Ākitai Waiohua | 3.59 | 4 | 3 | 2005 | te puna wai | no | 1 | 1 | 5 | CCTV Available (10-20 Years Old) & Soil Type Not Available | 2.999 | 3 | 1 | 5 | 1 |  | 4 | NZ River Lines | 5 | 1.175 | 0.013284 | Modelled Flow Data Used & Depth Available | 9.1359 | 18
3040 | 3301 | 2095474 | 10090285 | 194685 | DSECD | East Coast Bays Diversion Branch Sewer TS32 | Gravity | Pipe | Buried | OP | PE | None | 2014-04-04 | 0.68 | 0.23 | 0.1s | NI | Transmission | R0003643 | 2 |  |  | 4 | 400 | [5 empty] | 64613 | NA |  | 109 |  | WSL |  | Te Kawerau a Maki,Ngāti Whātua,Ngāti Maru,Ngāti Whātua o Ōrākei,Ngāti Tamaoho,Ngāti Manuhiri,Te Patukirikiri,Ngāti Whanaunga,Ngāti Tamaterā,Ngāti Pāoa,Ngāi Tai ki Tāmaki,Ngāti Hako,Te Ākitai Waiohua | 1.59 | 2 |  |  |  | no | 3 | 3 | 1 | CCTV NOT Available or Over 30 Years Old & Soil Type Not Available | 2.9975 | 3 | 1 | 2 | 2.5 | Property Parcels | 1 |  | 5 | 1.165 | 0 | Modelled Flow Data Used & Depth Available | 108.9962 | 8
2610 | 2835 | 14964 | 10009600 | 197843 | DSWTF | Westfield Branch | Gravity | Pipe | In Pipe | OP | PE | None | 2005-10-31 | 3.99 | 3.81 | dwg | EI | Transmission | Legacy | 2 |  |  | 4 | 570 | [5 empty] | 78674 | NA |  | 28.14 |  | WSL |  | Waikato,Te Kawerau a Maki,Ngāti Whātua,Ngāti Maru,Ngāti Whātua o Ōrākei,Ngāti Tamaoho,Ngāti Tamaterā,Ngāti Pāoa,Ngāi Tai ki Tāmaki,Ngāti Hako,Te Ākitai Waiohua | 1.34 | 1 | 1 | 2015 | te puna wai | no | 3 | 3 | 1 | CCTV Available (0-10 Years Old) & Soil Type Available | 2.9969 | 3 | 1 | 2 | 2.5 | Property Parcels | 1 |  | 5 | 1.165 | 0.00057912 | Modelled Flow Data Used & Depth Available | 28.1407 | 4
1842 | 2009 | 15805 | 10006336 | 195103 | DSMAN | Manurewa Branch | Gravity | Pipe | Buried | OP | CONC | None | 1966-06-30 | 10.86 | 10.73 | dwg | SI | Transmission | Legacy | 2 |  |  | 4 | 470 | [5 empty] | 75726 | NA |  | 44.85 |  | WSL |  | Waikato,Ngāti Maru,Ngāti Tamaoho,Ngāti Whanaunga,Ngāti Tamaterā,Ngāti Pāoa,Ngāi Tai ki Tāmaki,Ngāti Hako,Te Ākitai Waiohua | 2.05 | 2 | 1 | 2013 | te puna wai | yes | 5 | 1 | 2 | CCTV Available (10-20 Years Old) & Soil Type Available | 2.9969 | 3 | 1 | 2 | 2.5 | Property Parcels | 1 |  | 5 | 1.165 | 0.00059521 | Modelled Flow Data Used & Depth Available | 44.848 | 8
4776 | 747304 | 16991 | 10006335 | 195630 | DSMAN | Manurewa Branch | Gravity | Pipe | Buried | OP | CONC | None | 1966-06-30 | 10.73 | 10.37 | dwg | SI | Transmission | Legacy | 2 |  |  | 4 | 470 | [5 empty] | 75725 | NA |  | 57.3 |  | WSL |  | Waikato,Ngāti Maru,Ngāti Tamaoho,Ngāti Whanaunga,Ngāti Tamaterā,Ngāti Pāoa,Ngāi Tai ki Tāmaki,Ngāti Hako,Te Ākitai Waiohua | 2.05 | 2 | 1 | 2013 | te puna wai | no | 5 | 1 | 2 | CCTV Available (10-20 Years Old) & Soil Type Available | 2.9961 | 3 | 1 | 2 | 2.5 | Property Parcels | 1 |  | 5 | 1.165 | 0.0014317 | Modelled Flow Data Used & Depth Available | 57.2967 | 8
3737 | 4012 | 911348 | 10090125 | 194441 | DSECB | East Coast Bays Branch Sewer TS7 | Gravity | Pipe | Buried | OP | CONC | None | 1965-01-01 |  |  | dwg | NI | Transmission | Legacy | 2 |  |  | 4 | 724 | [5 empty] | 64540 | NA |  | 46.11 |  | WSL |  | Te Kawerau a Maki,Ngāti Whātua,Ngāti Maru,Ngāti Whātua o Ōrākei,Ngāti Tamaoho,Ngāti Manuhiri,Te Patukirikiri,Ngāti Whanaunga,Ngāti Tamaterā,Ngāti Pāoa,Ngāi Tai ki Tāmaki,Ngāti Hako,Te Ākitai Waiohua | 3 | 3 | 3 | 2016 | te puna wai | no | 5 | 1 | 2 | CCTV Available (0-10 Years Old) & Soil Type Available | 2.996 | 3 | 3 | 3 | 2.5 | Property Parcels | 1 |  | 1.5 | 1.105 | 0.14931 | Modelled Flow Data Used & Depth Available | 46.1082 | 14
2612 | 2837 | 14962 | 10009598 | 198015 | DSWTF | Westfield Branch | Gravity | Pipe | Buried | OP | CONC | None | 1959-06-30 | 1.84 | 1.5 | dwg | EI | Transmission | Legacy | 2 |  |  | 4 | 570 | [5 empty] | 78672 | NA |  | 110.2 |  | WSL |  | Waikato,Te Kawerau a Maki,Ngāti Whātua,Ngāti Maru,Ngāti Whātua o Ōrākei,Ngāti Tamaoho,Ngāti Tamaterā,Ngāti Pāoa,Ngāi Tai ki Tāmaki,Ngāti Hako,Te Ākitai Waiohua | 3.1 | 3 | 3 | 2015 | te puna wai | no | 5 | 1 | 3 | CCTV Available (0-10 Years Old) & Soil Type Available | 2.9955 | 3 | 1 | 2 | 2.5 | Property Parcels | 1 | Aquifer - Auckland Isthmus Volcanic Aquifer | 5 | 1.165 | 0.002014 | Modelled Flow Data Used & Depth Available | 110.1996 | 14
3969 | 4247 | 922715 | 10090141 | 194445 | DSECB | East Coast Bays Branch Sewer TS7 | Gravity | Pipe | Buried | OP | CONC | None | 2005-07-02 | -2.5 | -2.58 | dwg | NI | Transmission | Legacy | 2 |  |  | 4 | 1060 | [5 empty] | 64557 | NA |  | 70.33 |  | WSL |  | Te Kawerau a Maki,Ngāti Whātua,Ngāti Maru,Ngāti Whātua o Ōrākei,Ngāti Tamaoho,Ngāti Manuhiri,Te Patukirikiri,Ngāti Whanaunga,Ngāti Tamaterā,Ngāti Pāoa,Ngāi Tai ki Tāmaki,Ngāti Hako,Te Ākitai Waiohua | 1.65 | 2 | 1 | 2001 | te puna wai | no | 5 | 1 | 1 | CCTV Available (20-30 Years Old) & Soil Type Available | 2.9943 | 3 | 3 | 4 | 1 |  | 4 | NZ River Lines | 5 | 1.11 | 0.13553 | Modelled Flow Data Used & Depth Available | 70.3308 | 8
2155 | 2357 | 15071 | 10007697 | 196273 | DSPNW | Penrose West Branch | Gravity | Pipe | Buried | OP | CONC | None | 1960-06-30 | 14.47 | 14.3 | dwg | WI | Transmission | Legacy | 2 |  |  | 4 | 470 | [5 empty] | 76999 | NA |  | 36.96 |  | WSL |  | Waikato,Te Kawerau a Maki,Ngāti Whātua,Ngāti Maru,Ngāti Whātua o Ōrākei,Ngāti Tamaoho,Ngāti Tamaterā,Ngāti Pāoa,Ngāi Tai ki Tāmaki,Ngāti Hako,Te Ākitai Waiohua | 1.81 | 2 | 1 | 2016 | te puna wai | no | 1 | 1 | 3 | CCTV Available (0-10 Years Old) & Soil Type Available | 2.9935 | 3 | 1 | 2 | 2.5 | Property Parcels | 1 | Aquifer - Onehunga Volcanic Aquifer | 5 | 1.165 | 0.0040442 | Modelled Flow Data Used & Depth Available | 36.96 | 8
2831 | 3080 | 302920 | 10077201 | 197047 | DSSLD | South Lynn Branch Diversion Sewer | Gravity | Pipe | Buried | OP | PE | None | 2012-12-13 | 13.43 | 13.41 | 0.1s | WI | Transmission | T0000239 | 2 |  |  | 4 | 450 | [5 empty] | 77409 | NA |  | 3.11 |  | WSL |  | Waikato,Te Kawerau a Maki,Ngāti Whātua,Ngāti Whātua o Ōrākei,Ngāti Tamaoho,Ngāti Tamaterā,Te Ākitai Waiohua | 1.56 | 2 | 1 | 2014 | te puna wai | no | 5 | 3 | 1 | CCTV Available (0-10 Years Old) & Soil Type Available | 2.9934 | 3 | 1 | 2 | 2.5 | Property Parcels | 1 |  | 5 | 1.165 | 0.00416 | Modelled Flow Data Used & Depth Available | 3.114 | 8
2832 | 3083 | 302923 | 10077198 | 196806 | DSSLD | South Lynn Branch Diversion Sewer | Gravity | Pipe | Buried | OP | PE | None | 2012-12-13 | 12.02 | 11.3 | 0.1s | WI | Transmission | T0000239 | 2 |  |  | 4 | 450 | [5 empty] | 77406 | NA |  | 93.49 |  | WSL |  | Waikato,Te Kawerau a Maki,Ngāti Whātua,Ngāti Whātua o Ōrākei,Ngāti Tamaoho,Ngāti Tamaterā,Te Ākitai Waiohua | 1 | 1 | 1 | 2014 | te puna wai | no | 1 | 1 | 1 | CCTV Available (0-10 Years Old) & Soil Type Available | 2.9934 | 3 | 1 | 2 | 2.5 | Property Parcels | 1 |  | 5 | 1.165 | 0.00416 | Modelled Flow Data Used & Depth Available | 93.4936 | 4
4785 | 749052 | 302922 | 10077199 | 196900 | DSSLD | South Lynn Branch Diversion Sewer | Gravity | Pipe | Buried | OP | PE | None | 2012-12-13 | 12.46 | 12.08 | 0.1s | WI | Transmission | 2009856 | 2 |  |  | 4 | 450 |  |  |  |  | CONS | 77407 | NA |  | 87.98 |  | WSL |  | Waikato,Te Kawerau a Maki,Ngāti Whātua,Ngāti Whātua o Ōrākei,Ngāti Tamaoho,Ngāti Tamaterā,Te Ākitai Waiohua | 1 | 1 | 1 | 2014 | te puna wai | no | 1 | 1 | 1 | CCTV Available (0-10 Years Old) & Soil Type Available | 2.9934 | 3 | 1 | 2 | 2.5 | Property Parcels | 1 |  | 5 | 1.165 | 0.00416 | Modelled Flow Data Used & Depth Available | 87.9809 | 4
2513 | 2731 | 15630 | 10007432 | 196495 | DSPAN | Papakura North Branch | Gravity | Pipe | Buried | OP | CONC | None | 1967-06-30 | 4.86 | 4.75 | dwg | SI | Transmission | Legacy | 2 |  |  | 4 | 450 | [5 empty] | 76583 | NA |  | 40.13 |  | WSL |  | Waikato,Ngāti Maru,Ngāti Tamaoho,Ngāti Whanaunga,Ngāti Tamaterā,Ngāti Pāoa,Ngāi Tai ki Tāmaki,Ngāti Hako,Te Ākitai Waiohua | 2 | 2 | 2 | 2005 | te puna wai | no | 1 | 3 | 2 | CCTV Available (10-20 Years Old) & Soil Type Available | 2.9931 | 3 | 2 | 2 | 2.5 | Property Parcels | 1 |  | 5 | 1.165 | 0.017888 | Modelled Flow Data Used & Depth Available | 40.1319 | 8
1747 | 1904 | 15969 | 10009540 | 197829 | DSWIT | Wiri Tradewaste | Gravity | Pipe | Buried | OP | CONC | None | 1986-06-30 | 21.71 | 21.31 | dwg | SI | Transmission | Legacy | 2 |  |  | 4 | 450 | [5 empty] | 78608 | NA |  | 92.63 |  | WSL |  | Waikato,Te Kawerau a Maki,Ngāti Maru,Ngāti Tamaoho,Ngāti Whanaunga,Ngāti Tamaterā,Ngāi Tai ki Tāmaki,Ngāti Hako,Te Ākitai Waiohua | 2 | 2 | 2 | 2009 | te puna wai | no | 1 | 1 | 1 | CCTV Available (10-20 Years Old) & Soil Type Available | 2.9929 | 3 | 1 | 2 | 2.5 | Property Parcels | 1 |  | 5 | 1.165 | 0.0045783 | Modelled Flow Data Used & Depth Available | 92.6314 | 8
1746 | 1903 | 15950 | 10009541 | 197785 | DSWIT | Wiri Tradewaste | Gravity | Pipe | Buried | OP | CONC | None | 1986-06-30 | 21.95 | 21.71 | dwg | SI | Transmission | Legacy | 2 |  |  | 4 | 450 | [5 empty] | 78609 | NA |  | 87.93 |  | WSL |  | Waikato,Te Kawerau a Maki,Ngāti Maru,Ngāti Tamaoho,Ngāti Whanaunga,Ngāti Tamaterā,Ngāi Tai ki Tāmaki,Ngāti Hako,Te Ākitai Waiohua | 2 | 2 | 2 | 2011 | te puna wai | no | 1 | 1 | 1 | CCTV Available (10-20 Years Old) & Soil Type Available | 2.9929 | 3 | 1 | 2 | 2.5 | Property Parcels | 1 |  | 5 | 1.165 | 0.0045783 | Modelled Flow Data Used & Depth Available | 87.9261 | 8
1143 | 1209 | 15968 | 10009545 | 197786 | DSWIT | Wiri Tradewaste | Gravity | Pipe | Buried | OP | CONC | None | 1986-06-30 | 21.31 | 17.71 | dwg | SI | Transmission | Legacy | 2 |  |  | 4 | 450 | [5 empty] | 78607 | NA |  | 2.26 |  | WSL |  | Waikato,Te Kawerau a Maki,Ngāti Maru,Ngāti Tamaoho,Ngāti Whanaunga,Ngāti Tamaterā,Ngāi Tai ki Tāmaki,Ngāti Hako,Te Ākitai Waiohua | 1 | 1 |  |  |  | no | 1 | 1 | 1 | CCTV NOT Available or Over 30 Years Old & Soil Type Available | 2.9929 | 3 | 1 | 2 | 2.5 | Property Parcels | 1 |  | 5 | 1.165 | 0.0045783 | Modelled Flow Data Used & Depth Available | 2.2611 | 4
1050 | 1110 | 32744 | 10008626 | 196929 | DSTAK | Takanini Branch | Gravity | Pipe | Buried | OP | CONC | None | 2008-02-18 | 20.48 | 20.15 | 0.1s | SI | Transmission | DC08081 | 2 |  |  | 4 | 525 | [5 empty] | 77852 | NA |  | 178.75 |  | WSL |  | Waikato,Ngāti Maru,Ngāti Tamaoho,Ngāti Whanaunga,Ngāti Tamaterā,Ngāti Pāoa,Ngāi Tai ki Tāmaki,Ngāti Hako,Te Ākitai Waiohua | 1.54 | 2 | 1 | 2008 | te puna wai | no | 5 | 1 | 1 | CCTV Available (10-20 Years Old) & Soil Type Available | 2.9929 | 3 | 1 | 2 | 2.5 | Property Parcels | 1 |  | 5 | 1.165 | 0.0045976 | Modelled Flow Data Used & Depth Available | 178.7512 | 8
1451 | 1550 | 16890 | 10006416 | 195732 | DSMAS | Massey Branch | Gravity | Pipe | Buried | OP | CONC | None | 1965-06-30 | 0.33 | 0.14 | dwg | WI | Transmission | Legacy | 2 |  |  | 4 | 450 | [5 empty] | 75768 | NA |  | 84.62 |  | WSL |  | Te Kawerau a Maki,Ngāti Whātua,Ngāti Whātua o Ōrākei,Ngāti Tamaoho,Ngāti Tamaterā,Te Ākitai Waiohua | 2 | 2 | 2 | 2009 | te puna wai | no | 1 | 3 | 2 | CCTV Available (10-20 Years Old) & Soil Type Available | 2.9927 | 3 | 2 | 2 | 2.5 | Property Parcels | 1 |  | 5 | 1.165 | 0.019259 | Modelled Flow Data Used & Depth Available | 84.619 | 8
1450 | 1549 | 16889 | 10006412 | 195731 | DSMAS | Massey Branch | Gravity | Pipe | Buried | OP | CONC | None | 1965-06-30 | -0.47 | -0.68 | dwg | WI | Transmission | Legacy | 2 |  |  | 4 | 450 | [5 empty] | 75764 | NA |  | 102.53 |  | WSL |  | Te Kawerau a Maki,Ngāti Whātua,Ngāti Whātua o Ōrākei,Ngāti Tamaoho,Ngāti Tamaterā,Te Ākitai Waiohua | 2.33 | 2 | 2 | 2009 | te puna wai | no | 5 | 1 | 2 | CCTV Available (10-20 Years Old) & Soil Type Available | 2.9927 | 3 | 2 | 2 | 2.5 | Property Parcels | 1 |  | 5 | 1.165 | 0.019291 | Modelled Flow Data Used & Depth Available | 102.5347 | 8
1218 | 1295 | 17102 | 10006410 | 195878 | DSMAS | Massey Branch | Gravity | Pipe | Buried | OP | CONC | None | 1965-06-30 | -0.93 | -1.1 | dwg | WI | Transmission | Legacy | 2 |  |  | 4 | 525 | [5 empty] | 75762 | NA |  | 55.13 |  | WSL |  | Te Kawerau a Maki,Ngāti Whātua,Ngāti Whātua o Ōrākei,Ngāti Tamaoho,Ngāti Tamaterā,Te Ākitai Waiohua | 2.33 | 2 | 2 | 2009 | te puna wai | no | 5 | 1 | 2 | CCTV Available (10-20 Years Old) & Soil Type Available | 2.9927 | 3 | 2 | 2 | 2.5 | Property Parcels | 1 |  | 5 | 1.165 | 0.019301 | Modelled Flow Data Used & Depth Available | 55.1277 | 8
779 | 818 | 16391 | 10005172 | 194017 | DSBOT | Botany Branch | Gravity | Pipe | Buried | OP | CONC | None | 1985-06-30 | 6.7 | 5.96 | dwg | TE | Transmission | Legacy | 2 |  |  | 4 | 525 | [5 empty] | 74660 | NA |  | 105.62 |  | WSL |  | Waikato,Ngāti Maru,Ngāti Tamaoho,Ngāti Whanaunga,Ngāti Tamaterā,Ngāti Pāoa,Ngāi Tai ki Tāmaki,Ngāti Hako,Te Ākitai Waiohua | 2 | 2 | 2 | 2018 | te puna wai | no | 1 | 3 | 1 | CCTV Available (0-10 Years Old) & Soil Type Available | 2.9923 | 3 | 2 | 2 | 2.5 | Property Parcels | 1 |  | 5 | 1.165 | 0.021096 | Modelled Flow Data Used & Depth Available | 105.6207 | 8
777 | 816 | 16389 | 10005174 | 194263 | DSBOT | Botany Branch | Gravity | Pipe | Buried | OP | CONC | None | 1985-06-30 | 7.87 | 7.44 | dwg | TE | Transmission | Legacy | 2 |  |  | 4 | 525 | [5 empty] | 74662 | NA |  | 114.77 |  | WSL |  | Waikato,Ngāti Maru,Ngāti Tamaoho,Ngāti Whanaunga,Ngāti Tamaterā,Ngāti Pāoa,Ngāi Tai ki Tāmaki,Ngāti Hako,Te Ākitai Waiohua | 2 | 2 | 2 | 2018 | te puna wai | no | 5 | 3 | 1 | CCTV Available (0-10 Years Old) & Soil Type Available | 2.9922 | 3 | 2 | 2 | 2.5 | Property Parcels | 1 |  | 5 | 1.165 | 0.021228 | Modelled Flow Data Used & Depth Available | 114.7713 | 8
2477 | 2694 | 40479 | 10006560 | 196075 | DSMSE | Mangere South East Branch | Gravity | Pipe | Buried | OP | CONC | None | 2009-05-05 | 7.1 | 6.77 | 0.1s | EI | Transmission | DC09028 | 2 |  |  | 4 | 550 | [5 empty] | 75892 | NA |  | 134.98 |  | WSL |  | Waikato,Te Kawerau a Maki,Ngāti Maru,Ngāti Whātua o Ōrākei,Ngāti Tamaoho,Ngāti Tamaterā,Ngāi Tai ki Tāmaki,Ngāti Hako,Te Ākitai Waiohua | 2 | 2 | 2 | 2010 | te puna wai | no | 1 | 3 | 1 | CCTV Available (10-20 Years Old) & Soil Type Available | 2.9921 | 3 | 2 | 2 | 2.5 | Property Parcels | 1 |  | 5 | 1.165 | 0.021646 | Modelled Flow Data Used & Depth Available | 134.9838 | 8
2090 | 2291 | 15486 | 10004505 | 193386 | DSB08 | Branch 8 Mt Albert | Gravity | Pipe | Buried | OP | CONC | None | 1928-06-30 | 27.4 | 27.18 | dwg | OM | Transmission | Legacy | 2 |  |  | 4 | 450 | [5 empty] | 74229 | NA |  | 21.66 |  | WSL |  | Waikato,Te Kawerau a Maki,Ngāti Whātua,Ngāti Maru,Ngāti Whātua o Ōrākei,Ngāti Tamaoho,Ngāti Tamaterā,Ngāi Tai ki Tāmaki,Ngāti Hako,Te Ākitai Waiohua | 3.85 | 4 | 2 | 2010 | te puna wai | no | 5 | 1 | 5 | CCTV Available (10-20 Years Old) & Soil Type Available | 2.9916 | 3 | 2 | 2 | 2.5 | Property Parcels | 1 |  | 5 | 1.165 | 0.023985 | Modelled Flow Data Used & Depth Available | 21.6618 | 18
2088 | 2289 | 15256 | 10004507 | 193630 | DSB08 | Branch 8 Mt Albert | Gravity | Pipe | Tunnelled | OP | CONC | None | 1928-06-30 | 30.42 | 30.09 | dwg | OM | Transmission | Legacy | 2 |  |  | 4 | 450 | [5 empty] | 74231 | NA |  | 33.59 |  | WSL |  | Waikato,Te Kawerau a Maki,Ngāti Whātua,Ngāti Maru,Ngāti Whātua o Ōrākei,Ngāti Tamaoho,Ngāti Tamaterā,Ngāi Tai ki Tāmaki,Ngāti Hako,Te Ākitai Waiohua | 3.31 | 3 | 2 | 2010 | te puna wai | no | 1 | 1 | 5 | CCTV Available (10-20 Years Old) & Soil Type Available | 2.9916 | 3 | 2 | 2 | 2.5 | Property Parcels | 1 |  | 5 | 1.165 | 0.023985 | Modelled Flow Data Used & Depth Available | 33.5947 | 14
2419 | 2631 | 15664 | 10006268 | 195238 | DSLYF | Lynfield Branch | Gravity | Pipe | Buried | OP | CONC | None | 1965-06-30 | 20.58 | 20.1 | dwg | WI | Transmission | Legacy | 2 |  |  | 4 | 450 | [5 empty] | 75654 | NA |  | 44.96 |  | WSL |  | Waikato,Te Kawerau a Maki,Ngāti Whātua,Ngāti Maru,Ngāti Whātua o Ōrākei,Ngāti Tamaoho,Ngāti Tamaterā,Ngāi Tai ki Tāmaki,Ngāti Hako,Te Ākitai Waiohua | 3 | 3 | 3 | 2018 | CCTV Footage Review Log South_Latest.xls | no | 5 | 3 | 2 | CCTV Available (0-10 Years Old) & Soil Type Available | 2.9912 | 3 | 2 | 2 | 2.5 | Property Parcels | 1 |  | 5 | 1.165 | 0.025629 | Modelled Flow Data Used & Depth Available | 44.9623 | 14
1828 | 1992 | 15659 | 10007472 | 196656 | DSPAP | Papakura Branch | Gravity | Pipe | Buried | OP | CONC | None | 1962-06-30 | 15.3 | 14.96 | dwg | SI | Transmission | Legacy | 2 |  |  | 4 | 450 | [5 empty] | 76616 | NA |  | 95.77 |  | WSL |  | Waikato,Ngāti Maru,Ngāti Tamaoho,Ngāti Whanaunga,Ngāti Tamaterā,Ngāti Pāoa,Ngāi Tai ki Tāmaki,Ngāti Hako,Te Ākitai Waiohua | 2.84 | 3 | 2 | 2010 | te puna wai | no | 5 | 1 | 3 | CCTV Available (10-20 Years Old) & Soil Type Available | 2.9909 | 3 | 1 | 2 | 2.5 | Property Parcels | 1 |  | 5 | 1.165 | 0.0065666 | Modelled Flow Data Used & Depth Available | 95.7726 | 14
701 | 734 | 14986 | 10006799 | 195682 | DSONE | Onehunga Branch | Gravity | Pipe | Buried | OP | CONC | None | 1962-06-30 | 19.28 | 19.24 | dwg | WI | Transmission | Legacy | 2 |  |  | 4 | 525 | [5 empty] | 76112 | NA |  | 10.52 |  | WSL |  | Waikato,Te Kawerau a Maki,Ngāti Whātua,Ngāti Maru,Ngāti Whātua o Ōrākei,Ngāti Tamaoho,Ngāti Tamaterā,Ngāti Pāoa,Ngāi Tai ki Tāmaki,Ngāti Hako,Te Ākitai Waiohua | 2.67 | 3 | 2 | 2021 | CCTV Footage Review Log South_Latest.xls | yes | 5 | 1 | 3 | CCTV Available (0-10 Years Old) & Soil Type Available | 2.9909 | 3 | 2 | 2 | 2.5 | Property Parcels | 1 | Aquifer - Mt Wellington Volcanic Aquifer | 5 | 1.165 | 0.026585 | Modelled Flow Data Used & Depth Available | 10.5206 | 14
2342 | 2553 | 14985 | 10006795 | 195681 | DSONE | Onehunga Branch | Gravity | Pipe | Buried | OP | CONC | None | 1962-06-30 | 18.56 | 18.4 | dwg | WI | Transmission | Legacy | 2 |  |  | 4 | 525 | [5 empty] | 76108 | NA |  | 46.65 |  | WSL |  | Waikato,Te Kawerau a Maki,Ngāti Whātua,Ngāti Maru,Ngāti Whātua o Ōrākei,Ngāti Tamaoho,Ngāti Tamaterā,Ngāti Pāoa,Ngāi Tai ki Tāmaki,Ngāti Hako,Te Ākitai Waiohua | 2.24 | 2 | 2 | 2021 | CCTV Footage Review Log South_Latest.xls | yes | 1 | 1 | 3 | CCTV Available (0-10 Years Old) & Soil Type Available | 2.9909 | 3 | 2 | 2 | 2.5 | Property Parcels | 1 | Aquifer - Mt Wellington Volcanic Aquifer | 5 | 1.165 | 0.026633 | Modelled Flow Data Used & Depth Available | 46.6522 | 8
2341 | 2552 | 14922 | 10006796 | 196209 | DSONE | Onehunga Branch | Gravity | Pipe | Buried | OP | CONC | None | 1962-06-30 | 18.75 | 18.56 | dwg | WI | Transmission | Legacy | 2 |  |  | 4 | 525 | [5 empty] | 76109 | NA |  | 41.82 |  | WSL |  | Waikato,Te Kawerau a Maki,Ngāti Whātua,Ngāti Maru,Ngāti Whātua o Ōrākei,Ngāti Tamaoho,Ngāti Tamaterā,Ngāti Pāoa,Ngāi Tai ki Tāmaki,Ngāti Hako,Te Ākitai Waiohua | 2.24 | 2 | 2 | 2021 | CCTV Footage Review Log South_Latest.xls | yes | 1 | 1 | 3 | CCTV Available (0-10 Years Old) & Soil Type Available | 2.9909 | 3 | 2 | 2 | 2.5 | Property Parcels | 1 | Aquifer - Mt Wellington Volcanic Aquifer | 5 | 1.165 | 0.026633 | Modelled Flow Data Used & Depth Available | 41.821 | 8
1369 | 1463 | 16710 | 10005740 | 195160 | DSGLE | Glen Eden Branch | Gravity | Pipe | Buried | OP | CONC | None | 1965-06-30 | 18.81 | 18.45 | dwg | WI | Transmission | Legacy | 2 |  |  | 4 | 450 | [5 empty] | 75231 | NA |  | 105.56 |  | WSL |  | Te Kawerau a Maki,Ngāti Whātua,Ngāti Whātua o Ōrākei,Ngāti Tamaoho,Ngāti Tamaterā,Te Ākitai Waiohua | 2 | 2 | 2 | 2010 | te puna wai | no | 1 | 3 | 2 | CCTV Available (10-20 Years Old) & Soil Type Available | 2.9909 | 3 | 2 | 2 | 2.5 | Property Parcels | 1 |  | 5 | 1.165 | 0.026794 | Modelled Flow Data Used & Depth Available | 105.558 | 8
1368 | 1462 | 16709 | 10005739 | 194653 | DSGLE | Glen Eden Branch | Gravity | Pipe | Buried | OP | CONC | None | 1965-06-30 | 18.45 | 18.03 | dwg | WI | Transmission | Legacy | 2 |  |  | 4 | 450 | [5 empty] | 75230 | NA |  | 90.15 |  | WSL |  | Te Kawerau a Maki,Ngāti Whātua,Ngāti Whātua o Ōrākei,Ngāti Tamaoho,Ngāti Tamaterā,Te Ākitai Waiohua | 2 | 2 | 2 | 2010 | te puna wai | no | 1 | 3 | 2 | CCTV Available (10-20 Years Old) & Soil Type Available | 2.9909 | 3 | 2 | 2 | 2.5 | Property Parcels | 1 | Significant Ecological Area - SEA_T_4735 | 5 | 1.165 | 0.026807 | Modelled Flow Data Used & Depth Available | 90.1549 | 8
2343 | 2554 | 14984 | 10006794 | 196358 | DSONE | Onehunga Branch | Gravity | Pipe | Buried | OP | CONC | None | 1962-06-30 | 18.4 | 18.24 | dwg | WI | Transmission | Legacy | 2 |  |  | 4 | 525 | [5 empty] | 76107 | NA |  | 48.38 |  | WSL |  | Waikato,Te Kawerau a Maki,Ngāti Whātua,Ngāti Maru,Ngāti Whātua o Ōrākei,Ngāti Tamaoho,Ngāti Tamaterā,Ngāti Pāoa,Ngāi Tai ki Tāmaki,Ngāti Hako,Te Ākitai Waiohua | 2.24 | 2 | 2 | 2021 | CCTV Footage Review Log South_Latest.xls | yes | 1 | 1 | 3 | CCTV Available (0-10 Years Old) & Soil Type Available | 2.9908 | 3 | 2 | 2 | 2.5 | Property Parcels | 1 | Aquifer - Mt Wellington Volcanic Aquifer | 5 | 1.165 | 0.027038 | Modelled Flow Data Used & Depth Available | 48.3844 | 8
2346 | 2557 | 14920 | 10006791 | 195680 | DSONE | Onehunga Branch | Gravity | Pipe | Buried | OP | CONC | None | 1962-06-30 | 18.03 | 17.72 | dwg | WI | Transmission | Legacy | 2 |  |  | 4 | 525 | [5 empty] | 76104 | NA |  | 86.93 |  | WSL |  | Waikato,Te Kawerau a Maki,Ngāti Whātua,Ngāti Maru,Ngāti Whātua o Ōrākei,Ngāti Tamaoho,Ngāti Tamaterā,Ngāti Pāoa,Ngāi Tai ki Tāmaki,Ngāti Hako,Te Ākitai Waiohua | 2.24 | 2 | 2 | 2021 | CCTV Footage Review Log South_Latest.xls | yes | 1 | 1 | 3 | CCTV Available (0-10 Years Old) & Soil Type Available | 2.9907 | 3 | 2 | 2 | 2.5 | Property Parcels | 1 | Aquifer - Mt Wellington Volcanic Aquifer | 5 | 1.165 | 0.027582 | Modelled Flow Data Used & Depth Available | 86.9333 | 8
1036 | 1096 | 32739 | 10008624 | 197074 | DSTAK | Takanini Branch | Gravity | Pipe | Buried | OP | CONC | None | 2008-02-18 | 19.81 | 19.36 | 0.1s | SI | Transmission | DC08081 | 2 |  |  | 4 | 525 | [5 empty] | 77850 | NA |  | 198.1 |  | WSL |  | Waikato,Ngāti Maru,Ngāti Tamaoho,Ngāti Whanaunga,Ngāti Tamaterā,Ngāti Pāoa,Ngāi Tai ki Tāmaki,Ngāti Hako,Te Ākitai Waiohua | 1.54 | 2 | 1 | 2008 | te puna wai | no | 5 | 1 | 1 | CCTV Available (10-20 Years Old) & Soil Type Available | 2.9906 | 3 | 1 | 2 | 2.5 | Property Parcels | 1 |  | 5 | 1.165 | 0.0068915 | Modelled Flow Data Used & Depth Available | 198.1001 | 8
1049 | 1109 | 32741 | 10008625 | 197272 | DSTAK | Takanini Branch | Gravity | Pipe | Buried | OP | CONC | None | 2008-02-18 | 20.13 | 19.83 | 0.1s | SI | Transmission | DC08081 | 2 |  |  | 4 | 525 | [5 empty] | 77851 | NA |  | 176.34 |  | WSL |  | Waikato,Ngāti Maru,Ngāti Tamaoho,Ngāti Whanaunga,Ngāti Tamaterā,Ngāti Pāoa,Ngāi Tai ki Tāmaki,Ngāti Hako,Te Ākitai Waiohua | 1.54 | 2 | 1 | 2008 | te puna wai | no | 5 | 1 | 1 | CCTV Available (10-20 Years Old) & Soil Type Available | 2.9906 | 3 | 1 | 2 | 2.5 | Property Parcels | 1 |  | 5 | 1.165 | 0.0068915 | Modelled Flow Data Used & Depth Available | 176.3367 | 8
2348 | 2559 | 14992 | 10006789 | 195829 | DSONE | Onehunga Branch | Gravity | Pipe | Buried | OP | CONC | None | 1962-06-30 | 17.4 | 17.09 | dwg | WI | Transmission | Legacy | 2 |  |  | 4 | 525 | [5 empty] | 76102 | NA |  | 100.32 |  | WSL |  | Waikato,Te Kawerau a Maki,Ngāti Whātua,Ngāti Maru,Ngāti Whātua o Ōrākei,Ngāti Tamaoho,Ngāti Tamaterā,Ngāti Pāoa,Ngāi Tai ki Tāmaki,Ngāti Hako,Te Ākitai Waiohua | 2.24 | 2 | 2 | 2021 | CCTV Footage Review Log South_Latest.xls | yes | 1 | 1 | 3 | CCTV Available (0-10 Years Old) & Soil Type Available | 2.9906 | 3 | 2 | 2 | 2.5 | Property Parcels | 1 | Aquifer - Mt Wellington Volcanic Aquifer | 5 | 1.165 | 0.02802 | Modelled Flow Data Used & Depth Available | 100.3196 | 8
1048 | 1108 | 32738 | 10008621 | 197271 | DSTAK | Takanini Branch | Gravity | Pipe | Buried | OP | CONC | None | 2008-02-18 | 18.31 | 17.97 | 0.1s | SI | Transmission | DC08081 | 2 |  |  | 4 | 525 | [5 empty] | 77847 | NA |  | 146.06 |  | WSL |  | Waikato,Ngāti Maru,Ngāti Tamaoho,Ngāti Whanaunga,Ngāti Tamaterā,Ngāti Pāoa,Ngāi Tai ki Tāmaki,Ngāti Hako,Te Ākitai Waiohua | 1.54 | 2 | 1 | 2008 | te puna wai | no | 5 | 1 | 1 | CCTV Available (10-20 Years Old) & Soil Type Available | 2.9905 | 3 | 1 | 2 | 2.5 | Property Parcels | 1 |  | 5 | 1.165 | 0.0070363 | Modelled Flow Data Used & Depth Available | 146.0566 | 8
955 | 1009 | 32740 | 10008623 | 197669 | DSTAK | Takanini Branch | Gravity | Pipe | Buried | OP | CONC | None | 2008-02-18 | 19.29 | 18.74 | 0.1s | SI | Transmission | DC08081 | 2 |  |  | 4 | 525 | [5 empty] | 77849 | NA |  | 134.53 |  | WSL |  | Waikato,Ngāti Maru,Ngāti Tamaoho,Ngāti Whanaunga,Ngāti Tamaterā,Ngāti Pāoa,Ngāi Tai ki Tāmaki,Ngāti Hako,Te Ākitai Waiohua | 1.54 | 2 | 1 | 2008 | te puna wai | no | 5 | 1 | 1 | CCTV Available (10-20 Years Old) & Soil Type Available | 2.9905 | 3 | 1 | 2 | 2.5 | Property Parcels | 1 |  | 5 | 1.165 | 0.0070363 | Modelled Flow Data Used & Depth Available | 134.5347 | 8
941 | 993 | 32743 | 10008622 | 196928 | DSTAK | Takanini Branch | Gravity | Pipe | Buried | OP | CONC | None | 2008-02-18 | 18.7 | 18.38 | 0.1s | SI | Transmission | DC08081 | 2 |  |  | 4 | 525 | [5 empty] | 77848 | NA |  | 106.06 |  | WSL |  | Waikato,Ngāti Maru,Ngāti Tamaoho,Ngāti Whanaunga,Ngāti Tamaterā,Ngāti Pāoa,Ngāi Tai ki Tāmaki,Ngāti Hako,Te Ākitai Waiohua | 1.54 | 2 | 1 | 2008 | te puna wai | no | 5 | 1 | 1 | CCTV Available (10-20 Years Old) & Soil Type Available | 2.9905 | 3 | 1 | 2 | 2.5 | Property Parcels | 1 |  | 5 | 1.165 | 0.0070363 | Modelled Flow Data Used & Depth Available | 106.0608 | 8
1047 | 1107 | 32742 | 10008620 | 197073 | DSTAK | Takanini Branch | Gravity | Pipe | Buried | OP | CONC | None | 2008-02-18 | 17.9 | 17.57 | 0.1s | SI | Transmission | DC08081 | 2 |  |  | 4 | 525 | [5 empty] | 77846 | NA |  | 164.69 |  | WSL |  | Waikato,Ngāti Maru,Ngāti Tamaoho,Ngāti Whanaunga,Ngāti Tamaterā,Ngāti Pāoa,Ngāi Tai ki Tāmaki,Ngāti Hako,Te Ākitai Waiohua | 1.54 | 2 | 1 | 2008 | te puna wai | no | 5 | 1 | 1 | CCTV Available (10-20 Years Old) & Soil Type Available | 2.9904 | 3 | 1 | 2 | 2.5 | Property Parcels | 1 |  | 5 | 1.165 | 0.0070846 | Modelled Flow Data Used & Depth Available | 164.6924 | 8
2263 | 2474 | 16626 | 10008900 | 197119 | DSTIT | Titirangi Branch | Gravity | Pipe | Buried | OP | CONC | None | 1966-06-30 | 15.51 | 14.74 | dwg | WI | Transmission | Legacy | 2 |  |  | 4 | 450 | [5 empty] | 78048 | NA |  | 99.49 |  | WSL |  | Waikato,Te Kawerau a Maki,Ngāti Whātua,Ngāti Whātua o Ōrākei,Ngāti Tamaoho,Ngāti Tamaterā,Te Ākitai Waiohua | 3 | 3 | 3 | 2002 | te puna wai | no | 1 | 3 | 2 | CCTV Available (20-30 Years Old) & Soil Type Available | 2.9904 | 3 | 2 | 2 | 2.5 | Property Parcels | 1 | Significant Ecological Area - SEA_T_4641 | 5 | 1.165 | 0.028592 | Modelled Flow Data Used & Depth Available | 99.4903 | 14
2262 | 2473 | 16627 | 10008901 | 197712 | DSTIT | Titirangi Branch | Gravity | Pipe | Buried | OP | CONC | None | 1966-06-30 | 16.44 | 15.51 | dwg | WI | Transmission | Legacy | 2 |  |  | 4 | 450 | [5 empty] | 78049 | NA |  | 119.18 |  | WSL |  | Waikato,Te Kawerau a Maki,Ngāti Whātua,Ngāti Whātua o Ōrākei,Ngāti Tamaoho,Ngāti Tamaterā,Te Ākitai Waiohua | 3 | 3 | 3 | 2002 | te puna wai | no | 1 | 3 | 2 | CCTV Available (20-30 Years Old) & Soil Type Available | 2.9897 | 3 | 2 | 2 | 2.5 | Property Parcels | 1 |  | 5 | 1.165 | 0.031414 | Modelled Flow Data Used & Depth Available | 119.1844 | 14
2216 | 2426 | 16625 | 10008902 | 197517 | DSTIT | Titirangi Branch | Gravity | Pipe | Buried | OP | CONC | None | 1966-06-30 | 17.15 | 16.44 | dwg | WI | Transmission | Legacy | 2 |  |  | 4 | 450 | [5 empty] | 78050 | NA |  | 93.05 |  | WSL |  | Waikato,Te Kawerau a Maki,Ngāti Whātua,Ngāti Whātua o Ōrākei,Ngāti Tamaoho,Ngāti Tamaterā,Te Ākitai Waiohua | 3 | 3 | 3 | 2002 | te puna wai | no | 1 | 3 | 2 | CCTV Available (20-30 Years Old) & Soil Type Available | 2.9896 | 3 | 2 | 2 | 2.5 | Property Parcels | 1 |  | 5 | 1.165 | 0.032102 | Modelled Flow Data Used & Depth Available | 93.0504 | 14
984 | 1040 | 16365 | 10005080 | 194145 | DSBBH | Bucklands Beach Branch | Gravity | Pipe | Buried | OP | CONC | None | 1966-06-30 | 16.37 | 15.99 | dwg | HI | Transmission | Legacy | 2 |  |  | 4 | 450 | [5 empty] | 74599 | NA |  | 99.99 |  | WSL |  | Waikato,Ngāti Maru,Ngāti Tamaoho,Te Patukirikiri,Ngāti Whanaunga,Ngāti Tamaterā,Ngāti Pāoa,Ngāi Tai ki Tāmaki,Ngāti Hako,Te Ākitai Waiohua | 2 | 2 | 2 | 2018 | te puna wai | no | 1 | 1 | 2 | CCTV Available (0-10 Years Old) & Soil Type Available | 2.9895 | 3 | 2 | 2 | 2.5 | Property Parcels | 1 |  | 5 | 1.165 | 0.032257 | Modelled Flow Data Used & Depth Available | 99.989 | 8
2215 | 2425 | 16624 | 10008903 | 197315 | DSTIT | Titirangi Branch | Gravity | Pipe | Buried | OP | CONC | None | 1966-06-30 | 17.94 | 17.15 | dwg | WI | Transmission | Legacy | 2 |  |  | 4 | 450 | [5 empty] | 78051 | NA |  | 103.03 |  | WSL |  | Waikato,Te Kawerau a Maki,Ngāti Whātua,Ngāti Whātua o Ōrākei,Ngāti Tamaoho,Ngāti Tamaterā,Te Ākitai Waiohua | 3 | 3 | 3 | 2002 | te puna wai | no | 1 | 3 | 2 | CCTV Available (20-30 Years Old) & Soil Type Available | 2.9894 | 3 | 2 | 2 | 2.5 | Property Parcels | 1 | Significant Ecological Area - SEA_T_4641 | 5 | 1.165 | 0.03262 | Modelled Flow Data Used & Depth Available | 103.0254 | 14
2214 | 2424 | 16623 | 10008904 | 197120 | DSTIT | Titirangi Branch | Gravity | Pipe | Buried | OP | CONC | None | 1966-06-30 | 18.69 | 17.94 | dwg | WI | Transmission | Legacy | 2 |  |  | 4 | 450 | [5 empty] | 78052 | NA |  | 97.11 |  | WSL |  | Waikato,Te Kawerau a Maki,Ngāti Whātua,Ngāti Whātua o Ōrākei,Ngāti Tamaoho,Ngāti Tamaterā,Te Ākitai Waiohua | 3 | 3 | 3 | 2002 | te puna wai | no | 5 | 3 | 2 | CCTV Available (20-30 Years Old) & Soil Type Available | 2.9893 | 3 | 2 | 2 | 2.5 | Property Parcels | 1 | Significant Ecological Area - SEA_T_4641 | 5 | 1.165 | 0.033229 | Modelled Flow Data Used & Depth Available | 97.1112 | 14
2131 | 2332 | 16997 | 10005234 | 194559 | DSCOB | Cockle Bay Branch | Gravity | Pipe | Buried | OP | CONC | None | 1966-06-30 | -2.71 | -3.06 | dwg | HI | Transmission | Legacy | 2 |  |  | 4 | 525 | [5 empty] | 74702 | NA |  | 110.34 |  | WSL |  |  | 2.25 | 2 | 2 | 2002 | te puna wai | no | 3 | 3 | 2 | CCTV Available (20-30 Years Old) & Soil Type Not Available | 2.9891 | 3 | 1 | 2 | 2.5 | Property Parcels, Safe Swim Beach | 1 | Ocean Intercept | 5 | 1.165 | 0.0083811 | Modelled Flow Data Used & Depth Available | 110.3424 | 8
2130 | 2331 | 16313 | 10005235 | 194063 | DSCOB | Cockle Bay Branch | Gravity | Pipe | Buried | OP | CONC | None | 1966-06-30 | -2.13 | -2.71 | dwg | HI | Transmission | Legacy | 2 |  |  | 4 | 525 | [5 empty] | 74703 | NA |  | 182.5 |  | WSL |  |  | 2 | 2 | 2 | 2011 | te puna wai | no | 1 | 1 | 2 | CCTV Available (10-20 Years Old) & Soil Type Available | 2.9891 | 3 | 1 | 2 | 2.5 | Property Parcels, Safe Swim Beach | 1 | Ocean Intercept | 5 | 1.165 | 0.0083876 | Modelled Flow Data Used & Depth Available | 182.5028 | 8
2213 | 2423 | 16622 | 10008905 | 197713 | DSTIT | Titirangi Branch | Gravity | Pipe | Buried | OP | CONC | None | 1966-06-30 | 19.42 | 18.69 | dwg | WI | Transmission | Legacy | 2 |  |  | 4 | 450 | [5 empty] | 78053 | NA |  | 97.14 |  | WSL |  | Waikato,Te Kawerau a Maki,Ngāti Whātua,Ngāti Whātua o Ōrākei,Ngāti Tamaoho,Ngāti Tamaterā,Te Ākitai Waiohua | 3 | 3 | 3 | 2002 | te puna wai | no | 5 | 3 | 2 | CCTV Available (20-30 Years Old) & Soil Type Available | 2.9891 | 3 | 2 | 2 | 2.5 | Property Parcels | 1 |  | 5 | 1.165 | 0.033859 | Modelled Flow Data Used & Depth Available | 97.1435 | 14
1106 | 1166 | 15525 | 10004833 | 193711 | DSB3D | Branch 3 Diversion | Gravity | Pipe | Buried | OP | CONC | None | 1992-07-01 | 32.49 | 24.62 | dwg | OM | Transmission | Legacy | 2 |  |  | 4 | 450 | [5 empty] | 74419 | NA |  | 96.49 |  | WSL |  | Waikato,Te Kawerau a Maki,Ngāti Whātua,Ngāti Maru,Ngāti Whātua o Ōrākei,Ngāti Tamaoho,Te Patukirikiri,Ngāti Tamaterā,Ngāti Pāoa,Ngāi Tai ki Tāmaki,Ngāti Hako,Te Ākitai Waiohua | 1 | 1 | 1 | 2012 | te puna wai | no | 1 | 1 | 1 | CCTV Available (10-20 Years Old) & Soil Type Available | 2.9891 | 3 | 2 | 2 | 2.5 | Property Parcels | 1 |  | 5 | 1.165 | 0.034033 | Modelled Flow Data Used & Depth Available | 96.4944 | 4
2212 | 2422 | 17467 | 10099289 | 197131 | DSTIT | Titirangi Branch | Gravity | Pipe | Buried | OP | CONC | None | 1966-06-30 | 19.83 | 19.42 | dwg | WI | Transmission | Legacy | 2 |  |  | 4 | 450 | [5 empty] | 78055 | NA |  | 18.73 |  | WSL |  | Waikato,Te Kawerau a Maki,Ngāti Whātua,Ngāti Whātua o Ōrākei,Ngāti Tamaoho,Ngāti Tamaterā,Te Ākitai Waiohua | 2.67 | 3 |  |  |  | no | 5 | 3 | 2 | CCTV NOT Available or Over 30 Years Old & Soil Type Available | 2.989 | 3 | 2 | 2 | 2.5 | Property Parcels | 1 |  | 5 | 1.165 | 0.034316 | Modelled Flow Data Used & Depth Available | 18.7258 | 14
1317 | 1407 | 16629 | 10008908 | 197121 | DSTIT | Titirangi Branch | Gravity | Pipe | Tunnelled | OP | CONC | None | 1966-06-30 | 20.64 | 19.83 | dwg | WI | Transmission | Legacy | 2 |  |  | 4 | 450 | [5 empty] | 78056 | NA |  | 95.11 |  | WSL |  | Waikato,Te Kawerau a Maki,Ngāti Whātua,Ngāti Whātua o Ōrākei,Ngāti Tamaoho,Ngāti Tamaterā,Te Ākitai Waiohua | 2.48 | 2 | 2 | 2010 | te puna wai | no | 5 | 3 | 2 | CCTV Available (10-20 Years Old) & Soil Type Available | 2.989 | 3 | 2 | 2 | 2.5 | Property Parcels | 1 | Significant Ecological Area - SEA_T_4641 | 5 | 1.165 | 0.034441 | Modelled Flow Data Used & Depth Available | 95.1083 | 8
2210 | 2420 | 16620 | 10008909 | 197714 | DSTIT | Titirangi Branch | Gravity | Pipe | Buried | OP | CONC | None | 1966-06-30 | 22.88 | 21.44 | dwg | WI | Transmission | Legacy | 2 |  |  | 4 | 450 | [5 empty] | 78058 | NA |  | 122.97 |  | WSL |  | Waikato,Te Kawerau a Maki,Ngāti Whātua,Ngāti Whātua o Ōrākei,Ngāti Tamaoho,Ngāti Tamaterā,Te Ākitai Waiohua | 2 | 2 | 2 | 2010 | te puna wai | no | 1 | 3 | 2 | CCTV Available (10-20 Years Old) & Soil Type Available | 2.9888 | 3 | 2 | 2 | 2.5 | Property Parcels | 1 |  | 5 | 1.165 | 0.034976 | Modelled Flow Data Used & Depth Available | 122.9725 | 8
1318 | 1408 | 16630 | 10008906 | 197518 | DSTIT | Titirangi Branch | Gravity | Pipe | Buried | OP | CONC | None | 1966-06-30 | 21.04 | 20.64 | dwg | WI | Transmission | Legacy | 2 |  |  | 4 | 450 | [5 empty] | 78054 | NA |  | 28.27 |  | WSL |  | Waikato,Te Kawerau a Maki,Ngāti Whātua,Ngāti Whātua o Ōrākei,Ngāti Tamaoho,Ngāti Tamaterā,Te Ākitai Waiohua | 3 | 3 | 3 | 2002 | te puna wai | no | 1 | 3 | 2 | CCTV Available (20-30 Years Old) & Soil Type Available | 2.9888 | 3 | 2 | 2 | 2.5 | Property Parcels | 1 | Significant Ecological Area - SEA_T_4641 | 5 | 1.165 | 0.035037 | Modelled Flow Data Used & Depth Available | 28.2687 | 14
1400 | 1495 | 17265 | 10008515 | 196915 | DSSWN | Swanson Branch | Gravity | Pipe | Buried | OP | CONC | None | 1992-06-30 | 12.92 | 12.83 | dwg | WI | Transmission | Legacy | 2 |  |  | 4 | 525 | [5 empty] | 77781 | NA |  | 31.63 |  | WSL |  | Te Kawerau a Maki,Ngāti Whātua,Ngāti Whātua o Ōrākei,Ngāti Tamaoho,Ngāti Tamaterā,Te Ākitai Waiohua | 2 | 2 | 2 | 2009 | te puna wai | no | 5 | 1 | 1 | CCTV Available (10-20 Years Old) & Soil Type Available | 2.9888 | 3 | 1 | 2 | 2.5 | Property Parcels | 1 |  | 5 | 1.165 | 0.008719 | Modelled Flow Data Used & Depth Available | 31.6287 | 8
2211 | 2421 | 16621 | 10008907 | 197316 | DSTIT | Titirangi Branch | Gravity | Pipe | Buried | OP | CONC | None | 1966-06-30 | 21.44 | 21.04 | dwg | WI | Transmission | Legacy | 2 |  |  | 4 | 450 | [5 empty] | 78057 | NA |  | 38.09 |  | WSL |  | Waikato,Te Kawerau a Maki,Ngāti Whātua,Ngāti Whātua o Ōrākei,Ngāti Tamaoho,Ngāti Tamaterā,Te Ākitai Waiohua | 3 | 3 | 3 | 2002 | te puna wai | no | 1 | 3 | 2 | CCTV Available (20-30 Years Old) & Soil Type Available | 2.9888 | 3 | 2 | 2 | 2.5 | Property Parcels | 1 |  | 5 | 1.165 | 0.035352 | Modelled Flow Data Used & Depth Available | 38.0867 | 14
2398 | 2609 | 16457 | 10006190 | 195431 | DSKEL | Kelston Branch | Gravity | Pipe | Buried | OP | CONC | None | 1967-06-30 | 8.67 | 8.58 | dwg | WI | Transmission | Legacy | 2 |  |  | 4 | 525 | [5 empty] | 75594 | NA |  | 32.68 |  | WSL |  | Te Kawerau a Maki,Ngāti Whātua,Ngāti Whātua o Ōrākei,Ngāti Tamaoho,Ngāti Tamaterā,Te Ākitai Waiohua | 2 | 2 | 2 | 2017 | CCTV Footage Review Log South_Latest.xls | no | 1 | 3 | 2 | CCTV Available (0-10 Years Old) & Soil Type Available | 2.9887 | 3 | 1 | 2 | 2.5 | Property Parcels | 1 |  | 5 | 1.165 | 0.008793 | Modelled Flow Data Used & Depth Available | 32.6801 | 8
2732 | 2970 | 17261 | 10008518 | 197580 | DSSWN | Swanson Branch | Gravity | Pipe | Buried | OP | CONC | None | 1966-06-30 | 12.29 | 12.24 | dwg | WI | Transmission | GP10003 | 2 |  |  | 4 | 525 | [5 empty] | 77779 | NA |  | 5.76 |  | WSL |  | Te Kawerau a Maki,Ngāti Whātua,Ngāti Whātua o Ōrākei,Ngāti Tamaoho,Ngāti Tamaterā,Te Ākitai Waiohua | 2.33 | 2 | 2 | 2009 | te puna wai | no | 5 | 1 | 2 | CCTV Available (10-20 Years Old) & Soil Type Available | 2.9887 | 3 | 1 | 2 | 2.5 | Property Parcels | 1 | Significant Ecological Area - SEA_T_4747 | 5 | 1.165 | 0.0088444 | Modelled Flow Data Used & Depth Available | 5.7649 | 8
2209 | 2419 | 16619 | 10008910 | 197519 | DSTIT | Titirangi Branch | Gravity | Pipe | Buried | OP | CONC | None | 1966-06-30 | 24.25 | 22.88 | dwg | WI | Transmission | Legacy | 2 |  |  | 4 | 450 | [5 empty] | 78059 | NA |  | 123.62 |  | WSL |  | Waikato,Te Kawerau a Maki,Ngāti Whātua,Ngāti Whātua o Ōrākei,Ngāti Tamaoho,Ngāti Tamaterā,Te Ākitai Waiohua | 3 | 3 | 3 | 2002 | te puna wai | no | 1 | 3 | 2 | CCTV Available (20-30 Years Old) & Soil Type Available | 2.9886 | 3 | 2 | 2 | 2.5 | Property Parcels | 1 |  | 5 | 1.165 | 0.035957 | Modelled Flow Data Used & Depth Available | 123.621 | 14
999 | 1055 | 16464 | 10006184 | 195585 | DSKEL | Kelston Branch | Gravity | Pipe | Buried | OP | CONC | None | 1967-06-30 | 7.62 | 7.41 | dwg | WI | Transmission | Legacy | 2 |  |  | 4 | 450 | [5 empty] | 75588 | NA |  | 82.42 |  | WSL |  | Te Kawerau a Maki,Ngāti Whātua,Ngāti Whātua o Ōrākei,Ngāti Tamaoho,Ngāti Tamaterā,Te Ākitai Waiohua | 3 | 3 | 3 | 2017 | CCTV Footage Review Log South_Latest.xls | no | 1 | 3 | 2 | CCTV Available (0-10 Years Old) & Soil Type Available | 2.9885 | 3 | 1 | 2 | 2.5 | Property Parcels | 1 |  | 5 | 1.165 | 0.0090246 | Modelled Flow Data Used & Depth Available | 82.4184 | 14
1009 | 1065 | 15094 | 10007641 | 196614 | DSPNR | Penrose Branch | Gravity | Pipe | Buried | OP | CONC | None | 1959-06-30 | 4.23 | 3.88 | dwg | EI | Transmission | Legacy | 2 |  |  | 4 | 525 | [5 empty] | 76981 | NA |  | 69.51 |  | WSL |  | Waikato,Te Kawerau a Maki,Ngāti Whātua,Ngāti Maru,Ngāti Whātua o Ōrākei,Ngāti Tamaoho,Ngāti Tamaterā,Ngāti Pāoa,Ngāi Tai ki Tāmaki,Ngāti Hako,Te Ākitai Waiohua | 2.24 | 2 | 2 | 2016 | te puna wai | no | 1 | 1 | 3 | CCTV Available (0-10 Years Old) & Soil Type Available | 2.9881 | 3 | 1 | 2 | 2.5 | Property Parcels | 1 | Aquifer - Mt Wellington Volcanic Aquifer | 5 | 1.165 | 0.0094622 | Modelled Flow Data Used & Depth Available | 69.5114 | 8
3555 | 3828 | 942724 | 10089439 | 193743 | DSBDD | Birkdale Diversion Branch Sewer TS14A | Gravity | Pipe | Buried | OP | PVC-U | None | 2011-05-27 | 11.16 | 9.12 | 0.1s | NI | Transmission | R0002855 | 2 |  |  | 4 | 500 | [5 empty] | 64146 | NA |  | 272.69 |  | WSL |  | Te Kawerau a Maki,Ngāti Whātua,Ngāti Maru,Ngāti Whātua o Ōrākei,Ngāti Tamaoho,Ngāti Manuhiri,Ngāti Whanaunga,Ngāti Tamaterā,Ngāti Pāoa,Ngāi Tai ki Tāmaki,Ngāti Hako,Te Ākitai Waiohua | 1.76 | 2 |  |  | CCTV app | yes | 5 | 1 | 1 | CCTV NOT Available or Over 30 Years Old & Soil Type Available | 2.9876 | 3 | 1 | 2 | 2.5 | Property Parcels | 1 | Significant Ecological Area - SEA_T_8212 | 5 | 1.165 | 0.0099541 | Modelled Flow Data Used & Depth Available | 272.691 | 8
3243 | 3507 | 923910 | 10088481 | 195649 | DSNTH | North Branch Sewer TS30 | Gravity | Pipe | Buried | OP | CONC | None | 2002-04-16 |  |  | dwg | NI | Transmission | Legacy | 2 |  |  | 4 | 610 | [5 empty] | 65201 | NA |  | 57.2 |  | WSL |  | Te Kawerau a Maki,Ngāti Whātua,Ngāti Maru,Ngāti Whātua o Kaipara,Ngāti Whātua o Ōrākei,Ngāti Tamaoho,Ngāti Manuhiri,Te Patukirikiri,Ngāti Whanaunga,Ngāti Tamaterā,Ngāti Pāoa,Ngāi Tai ki Tāmaki,Ngāti Hako,Te Ākitai Waiohua | 1.97 | 2 |  |  |  | no | 5 | 3 | 1 | CCTV NOT Available or Over 30 Years Old & Soil Type Available | 2.987 | 3 | 3 | 3 | 1 |  | 1 |  | 1.5 | 0.645 | 0.6 | Diameter Used For Flow Approximation & Depth Available | 57.2039 | 8
4316 | 4603 | 2616375 | 10096691 | 195604 | DSKOD | Kohimarama Branch Diversion Sewer | Gravity | Pipe | Buried | OP | PE | None | 2016-03-24 |  |  | 0.1s | EI | Transmission | T0000900 | 2 |  |  | 4 | 750 | [5 empty] | 75608 | NA |  | 43.92 |  | WSL |  | Waikato,Te Kawerau a Maki,Ngāti Whātua,Ngāti Maru,Ngāti Whātua o Ōrākei,Ngāti Tamaoho,Te Patukirikiri,Ngāti Whanaunga,Ngāti Tamaterā,Ngāti Pāoa,Ngāi Tai ki Tāmaki,Ngāti Hako,Te Ākitai Waiohua | 1.76 | 2 |  |  |  | no | 5 | 1 | 1 | CCTV NOT Available or Over 30 Years Old & Soil Type Available | 2.987 | 3 | 3 | 3 | 1 |  | 1 |  | 1.5 | 0.645 | 0.6 | Diameter Used For Flow Approximation & Depth Available | 43.9198 | 8
4314 | 4601 | 2616378 | 10096693 | 195755 | DSKOD | Kohimarama Branch Diversion Sewer | Gravity | Pipe | Buried | OP | PE | None | 2016-03-24 |  |  | dwg | EI | Transmission | U0000647 | 2 |  |  | 4 | 750 | [5 empty] | 75606 | NA |  | 32.98 |  | WSL |  | Waikato,Te Kawerau a Maki,Ngāti Whātua,Ngāti Maru,Ngāti Whātua o Ōrākei,Ngāti Tamaoho,Te Patukirikiri,Ngāti Whanaunga,Ngāti Tamaterā,Ngāti Pāoa,Ngāi Tai ki Tāmaki,Ngāti Hako,Te Ākitai Waiohua | 1.76 | 2 |  |  |  | no | 5 | 1 | 1 | CCTV NOT Available or Over 30 Years Old & Soil Type Available | 2.987 | 3 | 3 | 3 | 1 |  | 1 |  | 1.5 | 0.645 | 0.6 | Diameter Used For Flow Approximation & Depth Available | 32.977 | 8
3831 | 4108 | 917196 | 10088193 | 195746 | DSMFB | Milford Beach Branch Sewer TS6C | Gravity | Pipe | Buried | OP | CONC | None | 1999-01-01 |  |  | dwg | NI | Transmission | Legacy | 2 |  |  | 4 | 740 | [5 empty] | 65027 | NA |  | 25.25 |  | WSL |  | Te Kawerau a Maki,Ngāti Whātua,Ngāti Maru,Ngāti Whātua o Ōrākei,Ngāti Tamaoho,Ngāti Manuhiri,Te Patukirikiri,Ngāti Whanaunga,Ngāti Tamaterā,Ngāti Pāoa,Ngāi Tai ki Tāmaki,Ngāti Hako,Te Ākitai Waiohua | 1.76 | 2 |  |  |  | no | 5 | 1 | 1 | CCTV NOT Available or Over 30 Years Old & Soil Type Available | 2.987 | 3 | 3 | 3 | 1 |  | 1 |  | 1.5 | 0.645 | 0.6 | Diameter Used For Flow Approximation & Depth Available | 25.2529 | 8
4312 | 4599 | 2616399 | 10096690 | 195222 | DSKOD | Kohimarama Branch Diversion Sewer | Gravity | Pipe | Buried | OP | PE | None | 2016-03-24 |  |  | 0.1s | EI | Transmission | T0000900 | 2 |  |  | 4 | 750 | [5 empty] | 75614 | NA |  | 18.9 |  | WSL |  | Waikato,Te Kawerau a Maki,Ngāti Whātua,Ngāti Maru,Ngāti Whātua o Ōrākei,Ngāti Tamaoho,Te Patukirikiri,Ngāti Whanaunga,Ngāti Tamaterā,Ngāti Pāoa,Ngāi Tai ki Tāmaki,Ngāti Hako,Te Ākitai Waiohua | 1.76 | 2 |  |  |  | no | 5 | 1 | 1 | CCTV NOT Available or Over 30 Years Old & Soil Type Available | 2.987 | 3 | 3 | 3 | 1 |  | 1 |  | 1.5 | 0.645 | 0.6 | Diameter Used For Flow Approximation & Depth Available | 18.9046 | 8
4315 | 4602 | 2616372 | 10096689 | 195754 | DSKOD | Kohimarama Branch Diversion Sewer | Gravity | Pipe | Buried | OP | PE | None | 2016-03-24 |  |  | 0.1s | EI | Transmission | T0000900 | 2 |  |  | 4 | 750 | [5 empty] | 75609 | NA |  | 8.85 |  | WSL |  | Waikato,Te Kawerau a Maki,Ngāti Whātua,Ngāti Maru,Ngāti Whātua o Ōrākei,Ngāti Tamaoho,Te Patukirikiri,Ngāti Whanaunga,Ngāti Tamaterā,Ngāti Pāoa,Ngāi Tai ki Tāmaki,Ngāti Hako,Te Ākitai Waiohua | 1.76 | 2 |  |  |  | no | 5 | 1 | 1 | CCTV NOT Available or Over 30 Years Old & Soil Type Available | 2.987 | 3 | 3 | 3 | 1 |  | 1 |  | 1.5 | 0.645 | 0.6 | Diameter Used For Flow Approximation & Depth Available | 8.8495 | 8
4506 | 4808 | 4652148 | 10113428 | 197866 | DSSWN | Swanson Branch | Gravity | Pipe | Buried | OP | CONC | None | 2018-12-14 |  |  | dwg | WI | Transmission | T0001477 | 2 |  |  | 4 | 750 | [5 empty] | 171013 | NA |  | 8.14 |  | WSL |  | Te Kawerau a Maki,Ngāti Whātua,Ngāti Whātua o Ōrākei,Ngāti Tamaoho,Ngāti Tamaterā,Te Ākitai Waiohua | 1.76 | 2 |  |  |  | no | 5 | 1 | 1 | CCTV NOT Available or Over 30 Years Old & Soil Type Available | 2.987 | 3 | 3 | 3 | 1 |  | 1 |  | 1.5 | 0.645 | 0.6 | Diameter Used For Flow Approximation & Depth Available | 8.1396 | 8
2814 | 3063 | 302903 | 10077230 | 197789 | DSWLD | West Lynn Branch Diversion Sewer | Gravity | Pipe | Buried | OP | CLS | None | 2012-12-13 | 10.02 |  | 0.1s | WI | Transmission | T0000238 | 2 |  |  | 4 | 600 | [5 empty] | 78625 | NA |  | 7.76 |  | WSL |  | Waikato,Te Kawerau a Maki,Ngāti Whātua,Ngāti Whātua o Ōrākei,Ngāti Tamaoho,Ngāti Tamaterā,Te Ākitai Waiohua | 1.97 | 2 |  |  |  | no | 5 | 3 | 1 | CCTV NOT Available or Over 30 Years Old & Soil Type Available | 2.987 | 3 | 3 | 3 | 1 |  | 1 |  | 1.5 | 0.645 | 0.6 | Diameter Used For Flow Approximation & Depth Available | 7.7592 | 8
1719 | 1874 | 17457 | 10007240 | 195953 | DSOTB | Otara Branch | Gravity | Pipe | Buried | OP | CONC | None | 1961-06-30 |  |  | dwg | SI | Transmission | Legacy | 2 |  |  | 4 | 600 | [5 empty] | 76419 | NA |  | 3.55 |  | WSL |  | Waikato,Te Kawerau a Maki,Ngāti Maru,Ngāti Tamaoho,Ngāti Whanaunga,Ngāti Tamaterā,Ngāti Pāoa,Ngāi Tai ki Tāmaki,Ngāti Hako,Te Ākitai Waiohua | 2.84 | 3 | 2 | 2008 | te puna wai | no | 5 | 1 | 3 | CCTV Available (10-20 Years Old) & Soil Type Available | 2.987 | 3 | 3 | 3 | 1 |  | 1 |  | 1.5 | 0.645 | 0.6 | Diameter Used For Flow Approximation & Depth Available | 3.5463 | 14
3823 | 4099 | 918222 | 10088314 | 196096 | DSNCT | Northcote Branch Sewer TS8 | Gravity | Pipe | Buried | OP | CONC | None | 1961-01-01 |  |  | dwg | NI | Transmission | Legacy | 2 |  |  | 4 | 635 | [5 empty] | 65092 | NA |  | 3.16 |  | WSL |  | Te Kawerau a Maki,Ngāti Whātua,Ngāti Maru,Ngāti Whātua o Ōrākei,Ngāti Tamaoho,Ngāti Manuhiri,Te Patukirikiri,Ngāti Whanaunga,Ngāti Tamaterā,Ngāti Pāoa,Ngāi Tai ki Tāmaki,Ngāti Hako,Te Ākitai Waiohua | 3.17 | 3 |  |  |  | no | 5 | 1 | 3 | CCTV NOT Available or Over 30 Years Old & Soil Type Available | 2.987 | 3 | 3 | 3 | 1 |  | 1 |  | 1.5 | 0.645 | 0.6 | Diameter Used For Flow Approximation & Depth Available | 3.1613 | 14
1122 | 1184 | 27433 | 10010408 | 193313 | DSB03 | Branch 3 Newmarket | Gravity | Pipe | In Chamber | OP | PE | None | 2001-02-28 |  |  | dwg | OM | Transmission | DC06039 | 2 |  |  | 4 | 630 | [5 empty] | 66303 | NA |  | 2.16 |  | WSL |  | Waikato,Te Kawerau a Maki,Ngāti Whātua,Ngāti Maru,Ngāti Whātua o Ōrākei,Ngāti Tamaoho,Te Patukirikiri,Ngāti Tamaterā,Ngāti Pāoa,Ngāi Tai ki Tāmaki,Ngāti Hako,Te Ākitai Waiohua | 1.76 | 2 |  |  |  | no | 5 | 1 | 1 | CCTV NOT Available or Over 30 Years Old & Soil Type Available | 2.987 | 3 | 3 | 3 | 1 |  | 1 |  | 1.5 | 0.645 | 0.6 | Diameter Used For Flow Approximation & Depth Available | 2.1574 | 8
4478 | 4774 | 4544001 | 10105318 | 197206 | DSTPW | Takapuna West Branch Sewer TS3 | Gravity | Pipe | Buried | OP | CONC | None | 2017-12-12 |  |  | dwg | NI | Transmission | T0001201 | 2 |  |  | 4 | 650 | [5 empty] | 65452 | NA |  | 79.68 |  | WSL |  | Te Kawerau a Maki,Ngāti Whātua,Ngāti Maru,Ngāti Whātua o Ōrākei,Ngāti Tamaoho,Ngāti Manuhiri,Te Patukirikiri,Ngāti Whanaunga,Ngāti Tamaterā,Ngāti Pāoa,Ngāi Tai ki Tāmaki,Ngāti Hako,Te Ākitai Waiohua | 1 | 1 |  |  |  | no | 1 | 1 | 1 | CCTV NOT Available or Over 30 Years Old & Soil Type Available | 2.987 | 3 | 3 | 3 | 1 |  | 1 |  | 1.5 | 0.645 | 0.6 | Diameter Used For Flow Approximation & Depth Available | 79.6811 | 4
3285 | 3551 | 927019 | 10088526 | 196339 | DSOTV | Oteha Valley Branch Sewer TS27 | Gravity | Pipe | Buried | OP | CONC | None | 1992-07-01 |  |  | dwg | NI | Transmission | Legacy | 2 |  |  | 4 | 600 | [5 empty] | 65215 | NA |  | 70.69 |  | WSL |  | Te Kawerau a Maki,Ngāti Whātua,Ngāti Maru,Ngāti Whātua o Kaipara,Ngāti Whātua o Ōrākei,Ngāti Tamaoho,Ngāti Manuhiri,Ngāti Whanaunga,Ngāti Tamaterā,Ngāti Pāoa,Ngāi Tai ki Tāmaki,Ngāti Hako,Te Ākitai Waiohua | 2 | 2 | 2 | 2018 | te puna wai | no | 1 | 3 | 1 | CCTV Available (0-10 Years Old) & Soil Type Available | 2.987 | 3 | 3 | 3 | 1 |  | 1 |  | 1.5 | 0.645 | 0.6 | Diameter Used For Flow Approximation & Depth Available | 70.6905 | 8
3942 | 4220 | 927007 | 10088532 | 196480 | DSOTV | Oteha Valley Branch Sewer TS27 | Gravity | Pipe | Buried | OP | CONC | None | 1992-07-01 |  |  | dwg | NI | Transmission | Legacy | 2 |  |  | 4 | 600 | [5 empty] | 65221 | NA |  | 60.54 |  | WSL |  | Te Kawerau a Maki,Ngāti Whātua,Ngāti Maru,Ngāti Whātua o Kaipara,Ngāti Whātua o Ōrākei,Ngāti Tamaoho,Ngāti Manuhiri,Ngāti Whanaunga,Ngāti Tamaterā,Ngāti Pāoa,Ngāi Tai ki Tāmaki,Ngāti Hako,Te Ākitai Waiohua | 3 | 3 | 3 | 2018 | te puna wai | no | 1 | 3 | 1 | CCTV Available (0-10 Years Old) & Soil Type Available | 2.987 | 3 | 3 | 3 | 1 |  | 1 |  | 1.5 | 0.645 | 0.6 | Diameter Used For Flow Approximation & Depth Available | 60.5353 | 14
3601 | 3874 | 931127 | 10088395 | 196167 | DSNRO | Northboro Branch Sewer TS2 | Gravity | Pipe | Buried | OP | CONC | None | 2000-04-01 |  |  | dwg | NI | Transmission | Legacy | 2 |  |  | 4 | 740 | [5 empty] | 65149 | NA |  | 37.78 |  | WSL |  | Te Kawerau a Maki,Ngāti Whātua,Ngāti Maru,Ngāti Whātua o Ōrākei,Ngāti Tamaoho,Te Patukirikiri,Ngāti Whanaunga,Ngāti Tamaterā,Ngāti Pāoa,Ngāi Tai ki Tāmaki,Ngāti Hako,Te Ākitai Waiohua | 1 | 1 |  |  |  | no | 1 | 1 | 1 | CCTV NOT Available or Over 30 Years Old & Soil Type Available | 2.987 | 3 | 3 | 3 | 1 |  | 1 |  | 1.5 | 0.645 | 0.6 | Diameter Used For Flow Approximation & Depth Available | 37.7838 | 4
4245 | 4530 | 938303 | 10089544 | 193768 | DSBHV | Beach Haven Branch Sewer TS10 | Gravity | Pipe | Buried | OP | CONC | None | 2004-05-01 |  |  | dwg | NI | Transmission | Legacy | 2 |  |  | 4 | 675 | [5 empty] | 64197 | NA |  | 33.87 |  | WSL |  | Te Kawerau a Maki,Ngāti Whātua,Ngāti Maru,Ngāti Whātua o Ōrākei,Ngāti Tamaoho,Ngāti Manuhiri,Ngāti Whanaunga,Ngāti Tamaterā,Ngāti Pāoa,Ngāi Tai ki Tāmaki,Ngāti Hako,Te Ākitai Waiohua | 1 | 1 |  |  |  | no | 1 | 1 | 1 | CCTV NOT Available or Over 30 Years Old & Soil Type Available | 2.987 | 3 | 3 | 3 | 1 |  | 1 |  | 1.5 | 0.645 | 0.6 | Diameter Used For Flow Approximation & Depth Available | 33.8731 | 4
3966 | 4244 | 922958 | 10090115 | 194587 | DSECB | East Coast Bays Branch Sewer TS7 | Gravity | Pipe | Buried | OP | CONC | None | 1965-01-01 |  |  | dwg | NI | Transmission | Legacy | 2 |  |  | 4 | 724 | [5 empty] | 64529 | NA |  | 18.21 |  | WSL |  | Te Kawerau a Maki,Ngāti Whātua,Ngāti Maru,Ngāti Whātua o Ōrākei,Ngāti Tamaoho,Ngāti Manuhiri,Te Patukirikiri,Ngāti Whanaunga,Ngāti Tamaterā,Ngāti Pāoa,Ngāi Tai ki Tāmaki,Ngāti Hako,Te Ākitai Waiohua | 3 | 3 | 3 | 2016 | te puna wai | no | 1 | 1 | 2 | CCTV Available (0-10 Years Old) & Soil Type Available | 2.987 | 3 | 3 | 3 | 1 |  | 1 |  | 1.5 | 0.645 | 0.6 | Diameter Used For Flow Approximation & Depth Available | 18.2124 | 14
3025 | 3286 | 1675219 | 10088379 | 196163 | DSNRO | Northboro Branch Sewer TS2 | Gravity | Pipe | Buried | OP | CONC | None | 1967-01-01 |  |  | dwg | NI | Transmission | R0002863 | 2 |  |  | 4 | 720 | [5 empty] | 65133 | NA |  | 8.1 |  | WSL |  | Te Kawerau a Maki,Ngāti Whātua,Ngāti Maru,Ngāti Whātua o Ōrākei,Ngāti Tamaoho,Te Patukirikiri,Ngāti Whanaunga,Ngāti Tamaterā,Ngāti Pāoa,Ngāi Tai ki Tāmaki,Ngāti Hako,Te Ākitai Waiohua | 1.71 | 2 |  |  |  | no | 1 | 1 | 2 | CCTV NOT Available or Over 30 Years Old & Soil Type Available | 2.987 | 3 | 3 | 3 | 1 |  | 1 |  | 1.5 | 0.645 | 0.6 | Diameter Used For Flow Approximation & Depth Available | 8.1006 | 8
1697 | 1850 | 17916 | 10099300 | 197945 | DSWHE | Whenuapai Branch | Gravity | Pipe | Buried | OP | CONC | None | 1973-06-30 |  | 6.95 | dwg | WI | Transmission | Legacy | 2 |  |  | 4 | 600 | [5 empty] | 78283 | NA |  | 7.41 |  | WSL |  | Te Kawerau a Maki,Ngāti Whātua,Ngāti Maru,Ngāti Whātua o Kaipara,Ngāti Whātua o Ōrākei,Ngāti Tamaoho,Ngāti Tamaterā,Ngāti Hako,Te Ākitai Waiohua | 2 | 2 | 2 | 2017 | CCTV Footage Review Log South_Latest.xls | no | 1 | 1 | 2 | CCTV Available (0-10 Years Old) & Soil Type Available | 2.987 | 3 | 3 | 3 | 1 |  | 1 | Significant Ecological Area - SEA_T_4661 | 1.5 | 0.645 | 0.6 | Diameter Used For Flow Approximation & Depth Available | 7.4132 | 8
962 | 1016 | 17330 | 10004191 | 193391 | DSB03 | Branch 3 Newmarket | Gravity | Pipe | Buried | OP | CONC | None | 1998-06-30 |  |  | dwg | OM | Transmission | Legacy | 2 |  |  | 4 | 600 | [5 empty] | 73997 | NA |  | 5.32 |  | WSL |  | Waikato,Te Kawerau a Maki,Ngāti Whātua,Ngāti Maru,Ngāti Whātua o Ōrākei,Ngāti Tamaoho,Te Patukirikiri,Ngāti Tamaterā,Ngāti Pāoa,Ngāi Tai ki Tāmaki,Ngāti Hako,Te Ākitai Waiohua | 1 | 1 | 1 | 2015 | te puna wai | no | 1 | 1 | 1 | CCTV Available (0-10 Years Old) & Soil Type Available | 2.987 | 3 | 3 | 3 | 1 |  | 1 |  | 1.5 | 0.645 | 0.6 | Diameter Used For Flow Approximation & Depth Available | 5.3179 | 4
3378 | 3647 | 931869 | 10087926 | 195482 | DSHKI | Hauraki Branch Sewer TS3A | Gravity | Pipe | Buried | OP | CONC | None | 1991-01-01 |  |  | dwg | NI | Transmission | Legacy | 2 |  |  | 4 | 600 | [5 empty] | 64839 | NA |  | 3.94 |  | WSL |  | Te Kawerau a Maki,Ngāti Whātua,Ngāti Maru,Ngāti Whātua o Ōrākei,Ngāti Tamaoho,Te Patukirikiri,Ngāti Whanaunga,Ngāti Tamaterā,Ngāti Pāoa,Ngāi Tai ki Tāmaki,Ngāti Hako,Te Ākitai Waiohua | 1 | 1 |  |  |  | no | 1 | 1 | 1 | CCTV NOT Available or Over 30 Years Old & Soil Type Available | 2.987 | 3 | 3 | 3 | 1 |  | 1 |  | 1.5 | 0.645 | 0.6 | Diameter Used For Flow Approximation & Depth Available | 3.9357 | 4
1457 | 1557 | 17537 | 10004267 | 316705 | DSB05 | Branch 5 Herne Bay | Gravity | Pipe | Buried | OP | CONC | None | 1999-06-30 |  |  | dwg | OM | Transmission | Legacy | 2 |  |  | 4 | 600 | [5 empty] | 74059 | NA |  | 1.9 |  | WSL |  | Te Kawerau a Maki,Ngāti Whātua,Ngāti Maru,Ngāti Whātua o Ōrākei,Ngāti Tamaoho,Te Patukirikiri,Ngāti Tamaterā,Ngāti Pāoa,Ngāi Tai ki Tāmaki,Ngāti Hako,Te Ākitai Waiohua | 1 | 1 |  |  |  | no | 1 | 1 | 1 | CCTV NOT Available or Over 30 Years Old & Soil Type Available | 2.987 | 3 | 3 | 3 | 1 |  | 1 |  | 1.5 | 0.645 | 0.6 | Diameter Used For Flow Approximation & Depth Available | 1.9043 | 4
1787 | 1948 | 16047 | 10005524 | 194608 | DSFLB | Flat Bush Branch | Gravity | Pipe | Buried | OP | CONC | None | 1986-06-30 | 6.73 | 6.54 | dwg | SI | Transmission | Legacy | 2 |  |  | 4 | 450 | [5 empty] | 74982 | NA |  | 49 |  | WSL |  | Waikato,Te Kawerau a Maki,Ngāti Maru,Ngāti Tamaoho,Ngāti Whanaunga,Ngāti Tamaterā,Ngāti Pāoa,Ngāi Tai ki Tāmaki,Ngāti Hako,Te Ākitai Waiohua | 1.18 | 1 | 1 | 2003 | CCTV Footage Review Log South_Latest.xls | no | 1 | 3 | 1 | CCTV Available (20-30 Years Old) & Soil Type Available | 2.9864 | 3 | 1 | 2 | 2.5 | Property Parcels | 1 |  | 5 | 1.165 | 0.011129 | Modelled Flow Data Used & Depth Available | 48.9973 | 4
1827 | 1991 | 15658 | 10007471 | 196160 | DSPAP | Papakura Branch | Gravity | Pipe | Buried | OP | CONC | None | 1962-06-30 | 14.96 | 14.66 | dwg | SI | Transmission | Legacy | 2 |  |  | 4 | 450 | [5 empty] | 76615 | NA |  | 93.22 |  | WSL |  | Waikato,Ngāti Maru,Ngāti Tamaoho,Ngāti Whanaunga,Ngāti Tamaterā,Ngāti Pāoa,Ngāi Tai ki Tāmaki,Ngāti Hako,Te Ākitai Waiohua | 2.84 | 3 | 2 | 2010 | te puna wai | no | 5 | 1 | 3 | CCTV Available (10-20 Years Old) & Soil Type Available | 2.9863 | 3 | 1 | 2 | 2.5 | Property Parcels | 1 |  | 5 | 1.165 | 0.011251 | Modelled Flow Data Used & Depth Available | 93.2185 | 14
1822 | 1986 | 15657 | 10007470 | 196502 | DSPAP | Papakura Branch | Gravity | Pipe | Buried | OP | CONC | None | 1962-06-30 | 14.66 | 14.34 | dwg | SI | Transmission | Legacy | 2 |  |  | 4 | 450 | [5 empty] | 76614 | NA |  | 98.26 |  | WSL |  | Waikato,Ngāti Maru,Ngāti Tamaoho,Ngāti Whanaunga,Ngāti Tamaterā,Ngāti Pāoa,Ngāi Tai ki Tāmaki,Ngāti Hako,Te Ākitai Waiohua | 2.84 | 3 | 2 | 2010 | te puna wai | no | 5 | 1 | 3 | CCTV Available (10-20 Years Old) & Soil Type Available | 2.9863 | 3 | 1 | 2 | 2.5 | Property Parcels | 1 |  | 5 | 1.165 | 0.011257 | Modelled Flow Data Used & Depth Available | 98.2612 | 14
4309 | 4596 | 2611567 | 10092213 | 195267 | DSGLR | Glenfield Relief Branch Sewer TS4A New | Gravity | Pipe | Buried | OP | CONC | None | 2015-11-03 | 23.11 | 22.61 | 0.1s | NI | Transmission | T0000766 | 2 |  |  | 4 | 450 | [5 empty] | 64716 | NA |  | 60.14 |  | WSL |  | Te Kawerau a Maki,Ngāti Whātua,Ngāti Maru,Ngāti Whātua o Ōrākei,Ngāti Tamaoho,Ngāti Manuhiri,Te Patukirikiri,Ngāti Whanaunga,Ngāti Tamaterā,Ngāti Pāoa,Ngāi Tai ki Tāmaki,Ngāti Hako,Te Ākitai Waiohua | 2 | 2 | 2 | 2016 | te puna wai | no | 5 | 1 | 1 | CCTV Available (0-10 Years Old) & Soil Type Available | 2.986 | 3 | 1 | 2 | 2.5 | Property Parcels, Public Park & Sports Area | 1 |  | 5 | 1.165 | 0.011485 | Modelled Flow Data Used & Depth Available | 60.1361 | 8
4304 | 4591 | 2611566 | 10092214 | 194895 | DSGLR | Glenfield Relief Branch Sewer TS4A New | Gravity | Pipe | Buried | OP | CONC | None | 2015-11-03 | 23.54 | 23.25 | 0.1s | NI | Transmission | T0000766 | 2 |  |  | 4 | 450 | [5 empty] | 64717 | NA |  | 30.3 |  | WSL |  | Te Kawerau a Maki,Ngāti Whātua,Ngāti Maru,Ngāti Whātua o Ōrākei,Ngāti Tamaoho,Ngāti Manuhiri,Te Patukirikiri,Ngāti Whanaunga,Ngāti Tamaterā,Ngāti Pāoa,Ngāi Tai ki Tāmaki,Ngāti Hako,Te Ākitai Waiohua | 2 | 2 | 2 | 2016 | te puna wai | no | 5 | 1 | 1 | CCTV Available (0-10 Years Old) & Soil Type Available | 2.986 | 3 | 1 | 2 | 2.5 | Property Parcels, Public Park & Sports Area | 1 |  | 5 | 1.165 | 0.011485 | Modelled Flow Data Used & Depth Available | 30.3001 | 8
3051 | 3312 | 909252 | 10090137 | 194444 | DSECB | East Coast Bays Branch Sewer TS7 | Gravity | Pipe | Buried | OP | CONC | None | 1965-01-01 |  |  | dwg | NI | Transmission | Legacy | 2 |  |  | 4 | 635 | [5 empty] | 64553 | NA |  | 18.58 |  | WSL |  | Te Kawerau a Maki,Ngāti Whātua,Ngāti Maru,Ngāti Whātua o Ōrākei,Ngāti Tamaoho,Ngāti Manuhiri,Te Patukirikiri,Ngāti Whanaunga,Ngāti Tamaterā,Ngāti Pāoa,Ngāi Tai ki Tāmaki,Ngāti Hako,Te Ākitai Waiohua | 3 | 3 | 3 | 2016 | te puna wai | no | 1 | 1 | 2 | CCTV Available (0-10 Years Old) & Soil Type Available | 2.9855 | 3 | 3 | 3 | 2.5 | Property Parcels | 1 |  | 1.5 | 1.105 | 0.1317 | Modelled Flow Data Used & Depth Available | 18.576 | 14
3153 | 3415 | 916303 | 10089223 | 193476 | DSALW | Albany West Branch Sewer TS25 | Gravity | Pipe | Buried | OP | CONC | None | 1992-07-01 |  |  | dwg | NI | Transmission | Legacy | 2 |  |  | 4 | 724 | [5 empty] | 64023 | NA |  | 7.11 |  | WSL |  | Te Kawerau a Maki,Ngāti Whātua,Ngāti Maru,Ngāti Whātua o Kaipara,Ngāti Whātua o Ōrākei,Ngāti Tamaoho,Ngāti Manuhiri,Te Patukirikiri,Ngāti Whanaunga,Ngāti Tamaterā,Ngāti Pāoa,Ngāi Tai ki Tāmaki,Ngāti Hako,Te Ākitai Waiohua | 1.21 | 1 |  |  |  | no | 1 | 3 | 1 | CCTV NOT Available or Over 30 Years Old & Soil Type Available | 2.9846 | 3 | 3 | 3 | 2.5 | Property Parcels | 1 |  | 1.5 | 1.105 | 0.13017 | Modelled Flow Data Used & Depth Available | 7.1125 | 4
4306 | 4593 | 2611568 | 10092212 | 194740 | DSGLR | Glenfield Relief Branch Sewer TS4A New | Gravity | Pipe | Buried | OP | CONC | None | 2015-11-03 | 22.56 | 21.58 | 0.1s | NI | Transmission | T0000766 | 2 |  |  | 4 | 450 | [5 empty] | 64715 | NA |  | 218.76 |  | WSL |  | Te Kawerau a Maki,Ngāti Whātua,Ngāti Maru,Ngāti Whātua o Ōrākei,Ngāti Tamaoho,Ngāti Manuhiri,Te Patukirikiri,Ngāti Whanaunga,Ngāti Tamaterā,Ngāti Pāoa,Ngāi Tai ki Tāmaki,Ngāti Hako,Te Ākitai Waiohua | 2 | 2 | 2 | 2016 | te puna wai | no | 5 | 1 | 1 | CCTV Available (0-10 Years Old) & Soil Type Available | 2.9845 | 3 | 1 | 2 | 2.5 | Property Parcels, Public Park & Sports Area | 1 |  | 5 | 1.165 | 0.013017 | Modelled Flow Data Used & Depth Available | 218.7596 | 8
4305 | 4592 | 2611569 | 10092211 | 195117 | DSGLR | Glenfield Relief Branch Sewer TS4A New | Gravity | Pipe | Buried | OP | CONC | None | 2015-11-03 | 21.51 | 21.31 | 0.1s | NI | Transmission | T0000766 | 2 |  |  | 4 | 450 | [5 empty] | 64714 | NA |  | 33.76 |  | WSL |  | Te Kawerau a Maki,Ngāti Whātua,Ngāti Maru,Ngāti Whātua o Ōrākei,Ngāti Tamaoho,Ngāti Manuhiri,Te Patukirikiri,Ngāti Whanaunga,Ngāti Tamaterā,Ngāti Pāoa,Ngāi Tai ki Tāmaki,Ngāti Hako,Te Ākitai Waiohua | 2 | 2 | 2 | 2016 | te puna wai | no | 5 | 1 | 1 | CCTV Available (0-10 Years Old) & Soil Type Available | 2.9845 | 3 | 1 | 2 | 2.5 | Property Parcels | 1 |  | 5 | 1.165 | 0.013017 | Modelled Flow Data Used & Depth Available | 33.7572 | 8
4189 | 4473 | 928465 | 10087767 | 195190 | DSGLR | Glenfield Relief Branch Sewer TS4A New | Gravity | Pipe | Buried | OP | CONC | None | 2005-11-28 |  |  | dwg | NI | Transmission | Legacy | 2 |  |  | 4 | 1050 | [5 empty] | 64696 | NA |  | 277.31 |  | WSL |  | Te Kawerau a Maki,Ngāti Whātua,Ngāti Maru,Ngāti Whātua o Ōrākei,Ngāti Tamaoho,Ngāti Manuhiri,Te Patukirikiri,Ngāti Whanaunga,Ngāti Tamaterā,Ngāti Pāoa,Ngāi Tai ki Tāmaki,Ngāti Hako,Te Ākitai Waiohua | 3 | 3 | 3 | 2016 | te puna wai | no | 5 | 1 | 1 | CCTV Available (0-10 Years Old) & Soil Type Available | 2.9843 | 3 | 2 | 4 | 2.5 | Property Parcels | 1 |  | 1.5 | 1.17 | 0.081164 | Modelled Flow Data Used & Depth Available | 277.3105 | 14
2284 | 2495 | 29087 | 10008613 | 197269 | DSTAK | Takanini Branch | Gravity | Pipe | Buried | OP | CONC | None | 2007-08-01 | 14.16 | 13.44 | 0.1s | SI | Transmission | DC07053 | 2 |  |  | 4 | 525 | [5 empty] | 77839 | NA |  | 135 |  | WSL |  | Waikato,Ngāti Maru,Ngāti Tamaoho,Ngāti Whanaunga,Ngāti Tamaterā,Ngāti Pāoa,Ngāi Tai ki Tāmaki,Ngāti Hako,Te Ākitai Waiohua | 1.54 | 2 | 1 | 2008 | te puna wai | no | 5 | 1 | 1 | CCTV Available (10-20 Years Old) & Soil Type Available | 2.9838 | 3 | 1 | 2 | 2.5 | Property Parcels | 1 |  | 5 | 1.165 | 0.013764 | Modelled Flow Data Used & Depth Available | 134.9964 | 8
1030 | 1089 | 29081 | 10008614 | 196926 | DSTAK | Takanini Branch | Gravity | Pipe | Buried | OP | CONC | None | 2007-08-01 | 14.64 | 14.26 | 0.1s | SI | Transmission | DC07053 | 2 |  |  | 4 | 525 | [5 empty] | 77840 | NA |  | 85.35 |  | WSL |  | Waikato,Ngāti Maru,Ngāti Tamaoho,Ngāti Whanaunga,Ngāti Tamaterā,Ngāti Pāoa,Ngāi Tai ki Tāmaki,Ngāti Hako,Te Ākitai Waiohua | 3 | 3 | 3 | 2007 | te puna wai | no | 5 | 1 | 1 | CCTV Available (10-20 Years Old) & Soil Type Available | 2.9838 | 3 | 1 | 2 | 2.5 | Property Parcels | 1 |  | 5 | 1.165 | 0.013764 | Modelled Flow Data Used & Depth Available | 85.3524 | 14
1227 | 1309 | 29073 | 10008612 | 197071 | DSTAK | Takanini Branch | Gravity | Pipe | Buried | OP | CONC | None | 2007-08-01 | 13.21 | 12.74 | 0.1s | SI | Transmission | DC07053 | 2 |  |  | 4 | 525 | [5 empty] | 77838 | NA |  | 83.87 |  | WSL |  | Waikato,Ngāti Maru,Ngāti Tamaoho,Ngāti Whanaunga,Ngāti Tamaterā,Ngāti Pāoa,Ngāi Tai ki Tāmaki,Ngāti Hako,Te Ākitai Waiohua | 3 | 3 | 3 | 2007 | te puna wai | no | 5 | 1 | 1 | CCTV Available (10-20 Years Old) & Soil Type Available | 2.9835 | 3 | 1 | 2 | 2.5 | Property Parcels | 1 |  | 5 | 1.165 | 0.014011 | Modelled Flow Data Used & Depth Available | 83.8693 | 14
2719 | 2957 | 29075 | 10008608 | 197070 | DSTAK | Takanini Branch | Gravity | Pipe | Buried | OP | CONC | None | 2007-08-01 | 10.91 | 10.21 | 0.1s | SI | Transmission | DC07053 | 2 |  |  | 4 | 525 | [5 empty] | 77834 | NA |  | 104 |  | WSL |  | Waikato,Ngāti Maru,Ngāti Tamaoho,Ngāti Whanaunga,Ngāti Tamaterā,Ngāti Pāoa,Ngāi Tai ki Tāmaki,Ngāti Hako,Te Ākitai Waiohua | 2 | 2 | 2 | 2008 | te puna wai | no | 5 | 1 | 1 | CCTV Available (10-20 Years Old) & Soil Type Available | 2.9834 | 3 | 1 | 2 | 2.5 | Property Parcels | 1 |  | 5 | 1.165 | 0.014185 | Modelled Flow Data Used & Depth Available | 104.0031 | 8
2726 | 2964 | 29093 | 10008603 | 197664 | DSTAK | Takanini Branch | Gravity | Pipe | Buried | OP | CONC | None | 2007-08-01 | 3.14 | 2.7 | 0.1s | SI | Transmission | DC07053 | 2 |  |  | 4 | 525 | [5 empty] | 77829 | NA |  | 62.07 |  | WSL |  | Waikato,Ngāti Maru,Ngāti Tamaoho,Ngāti Whanaunga,Ngāti Tamaterā,Ngāti Pāoa,Ngāi Tai ki Tāmaki,Ngāti Hako,Te Ākitai Waiohua | 3 | 3 | 3 | 2007 | te puna wai | no | 5 | 3 | 1 | CCTV Available (10-20 Years Old) & Soil Type Available | 2.9832 | 3 | 1 | 2 | 2.5 | Property Parcels | 1 |  | 5 | 1.165 | 0.014295 | Modelled Flow Data Used & Depth Available | 62.0675 | 14
2716 | 2954 | 29083 | 10008606 | 196924 | DSTAK | Takanini Branch | Gravity | Pipe | Buried | OP | CONC | None | 2007-08-01 | 8.29 | 8.26 | 0.1s | SI | Transmission | DC07053 | 2 |  |  | 4 | 525 | [5 empty] | 77832 | NA |  | 36.68 |  | WSL |  | Waikato,Ngāti Maru,Ngāti Tamaoho,Ngāti Whanaunga,Ngāti Tamaterā,Ngāti Pāoa,Ngāi Tai ki Tāmaki,Ngāti Hako,Te Ākitai Waiohua | 2 | 2 | 2 | 2008 | te puna wai | no | 5 | 3 | 1 | CCTV Available (10-20 Years Old) & Soil Type Available | 2.9832 | 3 | 1 | 2 | 2.5 | Property Parcels | 1 |  | 5 | 1.165 | 0.014295 | Modelled Flow Data Used & Depth Available | 36.6827 | 8
2724 | 2962 | 29086 | 10008605 | 197267 | DSTAK | Takanini Branch | Gravity | Pipe | Buried | OP | CONC | None | 2007-08-01 | 8.18 | 7.51 | 0.1s | SI | Transmission | DC07053 | 2 |  |  | 4 | 525 | [5 empty] | 77831 | NA |  | 36.3 |  | WSL |  | Waikato,Ngāti Maru,Ngāti Tamaoho,Ngāti Whanaunga,Ngāti Tamaterā,Ngāti Pāoa,Ngāi Tai ki Tāmaki,Ngāti Hako,Te Ākitai Waiohua | 1.69 | 2 | 1 | 2008 | te puna wai | no | 5 | 3 | 1 | CCTV Available (10-20 Years Old) & Soil Type Available | 2.9832 | 3 | 1 | 2 | 2.5 | Property Parcels | 1 |  | 5 | 1.165 | 0.014295 | Modelled Flow Data Used & Depth Available | 36.3028 | 8
2727 | 2965 | 29074 | 10008602 | 196923 | DSTAK | Takanini Branch | Gravity | Pipe | Buried | OP | CONC | None | 2007-08-01 | 4.95 | 4.79 | 0.1s | SI | Transmission | DC07053 | 2 |  |  | 4 | 525 | [5 empty] | 77828 | NA |  | 35.66 |  | WSL |  | Waikato,Ngāti Maru,Ngāti Tamaoho,Ngāti Whanaunga,Ngāti Tamaterā,Ngāti Pāoa,Ngāi Tai ki Tāmaki,Ngāti Hako,Te Ākitai Waiohua | 1.69 | 2 | 1 | 2008 | te puna wai | no | 5 | 3 | 1 | CCTV Available (10-20 Years Old) & Soil Type Available | 2.9832 | 3 | 1 | 2 | 2.5 | Property Parcels | 1 |  | 5 | 1.165 | 0.014295 | Modelled Flow Data Used & Depth Available | 35.6561 | 8
2725 | 2963 | 29112 | 10008604 | 197069 | DSTAK | Takanini Branch | Gravity | Pipe | Buried | OP | CONC | None | 2007-08-01 | 7.32 | 4.95 | 0.1s | SI | Transmission | DC07053 | 2 |  |  | 4 | 525 | [5 empty] | 77830 | NA |  | 8.83 |  | WSL |  | Waikato,Ngāti Maru,Ngāti Tamaoho,Ngāti Whanaunga,Ngāti Tamaterā,Ngāti Pāoa,Ngāi Tai ki Tāmaki,Ngāti Hako,Te Ākitai Waiohua | 1.69 | 2 | 1 | 2008 | te puna wai | no | 5 | 3 | 1 | CCTV Available (10-20 Years Old) & Soil Type Available | 2.9832 | 3 | 1 | 2 | 2.5 | Property Parcels | 1 |  | 5 | 1.165 | 0.014295 | Modelled Flow Data Used & Depth Available | 8.8337 | 8
2723 | 2961 | 29080 | 10008597 | 197265 | DSTAK | Takanini Branch | Gravity | Pipe | Buried | OP | CONC | None | 2007-08-01 | 3.03 | 2.79 | 0.1s | SI | Transmission | DC07053 | 2 |  |  | 4 | 525 | [5 empty] | 77823 | NA |  | 76.61 |  | WSL |  | Waikato,Ngāti Maru,Ngāti Tamaoho,Ngāti Whanaunga,Ngāti Tamaterā,Ngāti Pāoa,Ngāi Tai ki Tāmaki,Ngāti Hako,Te Ākitai Waiohua | 3 | 3 | 3 | 2007 | te puna wai | no | 1 | 3 | 1 | CCTV Available (10-20 Years Old) & Soil Type Available | 2.9832 | 3 | 1 | 2 | 2.5 | Property Parcels | 1 | Ocean Intercept | 5 | 1.165 | 0.014295 | Modelled Flow Data Used & Depth Available | 76.61 | 14
2132 | 2333 | 16996 | 10005233 | 194283 | DSCOB | Cockle Bay Branch | Gravity | Pipe | Buried | OP | CONC | None | 1966-06-30 | -3.06 | -3.38 | dwg | HI | Transmission | Legacy | 2 |  |  | 4 | 525 | [5 empty] | 74701 | NA |  | 107.35 |  | WSL |  |  | 2.25 | 2 | 2 | 2002 | te puna wai | no | 3 | 3 | 2 | CCTV Available (20-30 Years Old) & Soil Type Not Available | 2.983 | 3 | 1 | 2 | 2.5 | Property Parcels, Safe Swim Beach | 1 | Ocean Intercept, Place Of Historic Heritage - Pillboxes | 5 | 1.165 | 0.014558 | Modelled Flow Data Used & Depth Available | 107.3527 | 8
2001 | 2188 | 15931 | 10009487 | 197780 | DSWIR | Wiri Branch | Gravity | Pipe | Buried | OP | CONC | None | 1971-06-30 | 27.13 | 26.66 | dwg | SI | Transmission | Legacy | 2 |  |  | 4 | 470 | [5 empty] | 78591 | NA |  | 75.85 |  | WSL |  | Waikato,Te Kawerau a Maki,Ngāti Maru,Ngāti Tamaoho,Ngāti Whanaunga,Ngāti Tamaterā,Ngāti Pāoa,Ngāi Tai ki Tāmaki,Ngāti Hako,Te Ākitai Waiohua | 2.33 | 2 | 2 | 2004 | te puna wai | no | 5 | 1 | 2 | CCTV Available (10-20 Years Old) & Soil Type Available | 2.9822 | 3 | 1 | 2 | 2.5 | Property Parcels | 1 |  | 5 | 1.165 | 0.015289 | Modelled Flow Data Used & Depth Available | 75.8505 | 8
2318 | 2529 | 15136 | 10004408 | 193209 | DSB07 | Branch 7 Arch Hill | Gravity | Pipe | Buried | OP | CONC | None | 1976-06-30 | 23.43 | 22.4 | dwg | OM | Transmission | Legacy | 2 |  |  | 4 | 525 | [5 empty] | 74181 | NA |  | 95.77 |  | WSL |  | Te Kawerau a Maki,Ngāti Whātua,Ngāti Maru,Ngāti Whātua o Ōrākei,Ngāti Tamaoho,Ngāti Tamaterā,Ngāti Pāoa,Ngāi Tai ki Tāmaki,Ngāti Hako,Te Ākitai Waiohua | 1.51 | 2 | 1 | 2011 | te puna wai | no | 1 | 1 | 2 | CCTV Available (10-20 Years Old) & Soil Type Available | 2.9817 | 3 | 1 | 2 | 2.5 | Property Parcels | 1 |  | 5 | 1.165 | 0.015826 | Modelled Flow Data Used & Depth Available | 95.773 | 8
2319 | 2530 | 15135 | 10004407 | 193605 | DSB07 | Branch 7 Arch Hill | Gravity | Pipe | Buried | OP | CONC | None | 1976-06-30 | 21.98 | 21.64 | dwg | OM | Transmission | Legacy | 2 |  |  | 4 | 525 | [5 empty] | 74180 | NA |  | 55.81 |  | WSL |  | Te Kawerau a Maki,Ngāti Whātua,Ngāti Maru,Ngāti Whātua o Ōrākei,Ngāti Tamaoho,Ngāti Tamaterā,Ngāti Pāoa,Ngāi Tai ki Tāmaki,Ngāti Hako,Te Ākitai Waiohua | 2 | 2 | 2 | 2016 | te puna wai | no | 1 | 1 | 2 | CCTV Available (0-10 Years Old) & Soil Type Available | 2.9816 | 3 | 1 | 2 | 2.5 | Property Parcels | 1 |  | 5 | 1.165 | 0.015926 | Modelled Flow Data Used & Depth Available | 55.8121 | 8
1249 | 1332 | 16207 | 10009009 | 197415 | DSTRC | Tararata Creek Branch | Gravity | Pipe | Buried | OP | CONC | None | 1962-06-30 | 4.33 | 4.32 | dwg | EI | Transmission | Legacy | 2 |  |  | 4 | 470 | [5 empty] | 78101 | NA |  | 3.64 |  | WSL |  | Waikato,Te Kawerau a Maki,Ngāti Maru,Ngāti Whātua o Ōrākei,Ngāti Tamaoho,Ngāti Tamaterā,Ngāi Tai ki Tāmaki,Ngāti Hako,Te Ākitai Waiohua | 3.17 | 3 |  |  |  | no | 5 | 1 | 3 | CCTV NOT Available or Over 30 Years Old & Soil Type Available | 2.981 | 3 | 1 | 2 | 2.5 | Property Parcels | 1 |  | 5 | 1.165 | 0.016543 | Modelled Flow Data Used & Depth Available | 3.6364 | 14
3109 | 3371 | 903846 | 10088054 | 195207 | DSKHK | Kahika Branch Sewer TS11 | Gravity | Pipe | Buried | OP | CONC | None | 1961-01-01 |  |  | dwg | NI | Transmission | Legacy | 2 |  |  | 4 | 635 | [5 empty] | 64930 | NA |  | 11.67 |  | WSL |  | Te Kawerau a Maki,Ngāti Whātua,Ngāti Maru,Ngāti Whātua o Ōrākei,Ngāti Tamaoho,Ngāti Manuhiri,Te Patukirikiri,Ngāti Whanaunga,Ngāti Tamaterā,Ngāti Pāoa,Ngāi Tai ki Tāmaki,Ngāti Hako,Te Ākitai Waiohua | 2.24 | 2 | 2 | 2015 | te puna wai | no | 1 | 1 | 3 | CCTV Available (0-10 Years Old) & Soil Type Available | 2.9801 | 3 | 3 | 3 | 2.5 | Property Parcels | 1 |  | 1.5 | 1.105 | 0.12251 | Modelled Flow Data Used & Depth Available | 11.6663 | 8
618 | 642 | 1662038 | 10074681 | 195874 | DSORM | Orakei Main Sewer | Gravity | Pipe | Buried | OP | CONC | None | 2012-04-01 | 3.43 | 3.43 | dwg | OM | Transmission | T0000132 | 1 |  |  | 4 | 2300 | [5 empty] | 76262 | NA |  | 7.3 |  | WSL |  | Te Kawerau a Maki,Ngāti Whātua,Ngāti Maru,Ngāti Whātua o Ōrākei,Ngāti Tamaoho,Te Patukirikiri,Ngāti Tamaterā,Ngāti Pāoa,Ngāi Tai ki Tāmaki,Ngāti Hako,Te Ākitai Waiohua | 1 | 1 | 1 | 2013 | CCTV Footage Review Log South_Latest.xls | no | 1 | 1 | 1 | CCTV Available (10-20 Years Old) & Soil Type Available | 2.979 | 3 | 5 | 5 | 1 |  | 1 |  | 1 | 0.755 | 0.22789 | Modelled Flow Data Used & Depth Available | 7.3026 | 4
3503 | 3776 | 933591 | 10088064 | 195059 | DSKHK | Kahika Branch Sewer TS11 | Gravity | Pipe | Buried | OP | CONC | None | 1961-01-01 |  |  | dwg | NI | Transmission | Legacy | 2 |  |  | 4 | 635 | [5 empty] | 64941 | NA |  | 73.42 |  | WSL |  | Te Kawerau a Maki,Ngāti Whātua,Ngāti Maru,Ngāti Whātua o Ōrākei,Ngāti Tamaoho,Ngāti Manuhiri,Ngāti Whanaunga,Ngāti Tamaterā,Ngāti Pāoa,Ngāi Tai ki Tāmaki,Ngāti Hako,Te Ākitai Waiohua | 2.24 | 2 | 2 | 2015 | te puna wai | no | 1 | 1 | 3 | CCTV Available (0-10 Years Old) & Soil Type Available | 2.9783 | 3 | 3 | 3 | 2.5 | Property Parcels | 1 |  | 1.5 | 1.105 | 0.11945 | Modelled Flow Data Used & Depth Available | 73.4158 | 8
3100 | 3361 | 905249 | 10088071 | 195593 | DSKHK | Kahika Branch Sewer TS11 | Gravity | Pipe | Buried | OP | CONC | None | 1961-01-01 |  |  | dwg | NI | Transmission | Legacy | 2 |  |  | 4 | 635 | [5 empty] | 64948 | NA |  | 47.74 |  | WSL |  | Te Kawerau a Maki,Ngāti Whātua,Ngāti Maru,Ngāti Whātua o Ōrākei,Ngāti Tamaoho,Ngāti Manuhiri,Ngāti Whanaunga,Ngāti Tamaterā,Ngāti Pāoa,Ngāi Tai ki Tāmaki,Ngāti Hako,Te Ākitai Waiohua | 3 | 3 | 3 | 2015 | te puna wai | no | 1 | 1 | 3 | CCTV Available (0-10 Years Old) & Soil Type Available | 2.9778 | 3 | 3 | 3 | 2.5 | Property Parcels | 1 |  | 1.5 | 1.105 | 0.11868 | Modelled Flow Data Used & Depth Available | 47.7446 | 14
3651 | 3926 | 936680 | 10088090 | 195442 | DSKHK | Kahika Branch Sewer TS11 | Gravity | Pipe | Buried | OP | CONC | None | 1961-01-01 |  |  | dwg | NI | Transmission | Legacy | 2 |  |  | 4 | 635 | [5 empty] | 64965 | NA |  | 89.87 |  | WSL |  | Te Kawerau a Maki,Ngāti Whātua,Ngāti Maru,Ngāti Whātua o Ōrākei,Ngāti Tamaoho,Ngāti Manuhiri,Ngāti Whanaunga,Ngāti Tamaterā,Ngāti Pāoa,Ngāi Tai ki Tāmaki,Ngāti Hako,Te Ākitai Waiohua | 3 | 3 | 3 | 2015 | te puna wai | no | 1 | 1 | 3 | CCTV Available (0-10 Years Old) & Soil Type Available | 2.9774 | 3 | 3 | 3 | 2.5 | Property Parcels | 1 |  | 1.5 | 1.105 | 0.11792 | Modelled Flow Data Used & Depth Available | 89.8662 | 14
3575 | 3848 | 904977 | 10088092 | 195598 | DSKHK | Kahika Branch Sewer TS11 | Gravity | Pipe | Buried | OP | CONC | None | 1961-01-01 |  |  | dwg | NI | Transmission | Legacy | 2 |  |  | 4 | 635 | [5 empty] | 64967 | NA |  | 45.2 |  | WSL |  | Te Kawerau a Maki,Ngāti Whātua,Ngāti Maru,Ngāti Whātua o Ōrākei,Ngāti Tamaoho,Ngāti Manuhiri,Ngāti Whanaunga,Ngāti Tamaterā,Ngāti Pāoa,Ngāi Tai ki Tāmaki,Ngāti Hako,Te Ākitai Waiohua | 2.24 | 2 | 2 | 2015 | te puna wai | no | 1 | 1 | 3 | CCTV Available (0-10 Years Old) & Soil Type Available | 2.9774 | 3 | 3 | 3 | 2.5 | Property Parcels | 1 |  | 1.5 | 1.105 | 0.11792 | Modelled Flow Data Used & Depth Available | 45.2019 | 8
4209 | 4494 | 937264 | 10088101 | 195600 | DSKHK | Kahika Branch Sewer TS11 | Gravity | Pipe | Buried | OP | CONC | None | 1961-01-01 |  |  | dwg | NI | Transmission | Legacy | 2 |  |  | 4 | 635 | [5 empty] | 64974 | NA |  | 40.32 |  | WSL |  | Te Kawerau a Maki,Ngāti Whātua,Ngāti Maru,Ngāti Whātua o Ōrākei,Ngāti Tamaoho,Ngāti Manuhiri,Ngāti Whanaunga,Ngāti Tamaterā,Ngāti Pāoa,Ngāi Tai ki Tāmaki,Ngāti Hako,Te Ākitai Waiohua | 2.24 | 2 | 2 | 2015 | te puna wai | no | 1 | 1 | 3 | CCTV Available (0-10 Years Old) & Soil Type Available | 2.9774 | 3 | 3 | 3 | 2.5 | Property Parcels | 1 | Significant Ecological Area - SEA_T_8323 | 1.5 | 1.105 | 0.11792 | Modelled Flow Data Used & Depth Available | 40.3219 | 8
3639 | 3913 | 907566 | 10088089 | 195065 | DSKHK | Kahika Branch Sewer TS11 | Gravity | Pipe | Buried | OP | CONC | None | 1961-01-01 |  |  | dwg | NI | Transmission | Legacy | 2 |  |  | 4 | 635 | [5 empty] | 64964 | NA |  | 32.9 |  | WSL |  | Te Kawerau a Maki,Ngāti Whātua,Ngāti Maru,Ngāti Whātua o Ōrākei,Ngāti Tamaoho,Ngāti Manuhiri,Ngāti Whanaunga,Ngāti Tamaterā,Ngāti Pāoa,Ngāi Tai ki Tāmaki,Ngāti Hako,Te Ākitai Waiohua | 3 | 3 | 3 | 2015 | te puna wai | no | 1 | 1 | 3 | CCTV Available (0-10 Years Old) & Soil Type Available | 2.9774 | 3 | 3 | 3 | 2.5 | Property Parcels | 1 |  | 1.5 | 1.105 | 0.11792 | Modelled Flow Data Used & Depth Available | 32.9027 | 14
4056 | 4335 | 924701 | 10089245 | 193244 | DSALW | Albany West Branch Sewer TS25 | Gravity | Pipe | Buried | OP | CONC | None | 1999-01-01 |  |  | dwg | NI | Transmission | Legacy | 2 |  |  | 4 | 740 | [5 empty] | 64046 | NA |  | 9.44 |  | WSL |  | Te Kawerau a Maki,Ngāti Whātua,Ngāti Maru,Ngāti Whātua o Kaipara,Ngāti Whātua o Ōrākei,Ngāti Tamaoho,Ngāti Manuhiri,Ngāti Whanaunga,Ngāti Tamaterā,Ngāti Pāoa,Ngāi Tai ki Tāmaki,Ngāti Hako,Te Ākitai Waiohua | 1.97 | 2 |  |  |  | no | 5 | 3 | 1 | CCTV NOT Available or Over 30 Years Old & Soil Type Available | 2.9769 | 3 | 3 | 3 | 2.5 | Property Parcels | 1 | Significant Ecological Area - SEA_T_8340 | 1.5 | 1.105 | 0.11715 | Modelled Flow Data Used & Depth Available | 9.4445 | 8
3870 | 4147 | 913115 | 10089240 | 193079 | DSALW | Albany West Branch Sewer TS25 | Gravity | Pipe | Buried | OP | CONC | None | 1992-07-01 |  |  | dwg | NI | Transmission | Legacy | 2 |  |  | 4 | 724 | [5 empty] | 64040 | NA |  | 87.81 |  | WSL |  | Te Kawerau a Maki,Ngāti Whātua,Ngāti Maru,Ngāti Whātua o Kaipara,Ngāti Whātua o Ōrākei,Ngāti Tamaoho,Ngāti Manuhiri,Ngāti Whanaunga,Ngāti Tamaterā,Ngāti Pāoa,Ngāi Tai ki Tāmaki,Ngāti Hako,Te Ākitai Waiohua | 1.21 | 1 |  |  |  | no | 1 | 3 | 1 | CCTV NOT Available or Over 30 Years Old & Soil Type Available | 2.9765 | 3 | 3 | 3 | 2.5 | Property Parcels | 1 |  | 1.5 | 1.105 | 0.11639 | Modelled Flow Data Used & Depth Available | 87.8106 | 4
4003 | 4281 | 924183 | 10089239 | 193486 | DSALW | Albany West Branch Sewer TS25 | Gravity | Pipe | Buried | OP | CONC | None | 1992-07-01 |  |  | dwg | NI | Transmission | Legacy | 2 |  |  | 4 | 724 | [5 empty] | 64039 | NA |  | 85.95 |  | WSL |  | Te Kawerau a Maki,Ngāti Whātua,Ngāti Maru,Ngāti Whātua o Kaipara,Ngāti Whātua o Ōrākei,Ngāti Tamaoho,Ngāti Manuhiri,Ngāti Whanaunga,Ngāti Tamaterā,Ngāti Pāoa,Ngāi Tai ki Tāmaki,Ngāti Hako,Te Ākitai Waiohua | 1.97 | 2 |  |  |  | no | 5 | 3 | 1 | CCTV NOT Available or Over 30 Years Old & Soil Type Available | 2.976 | 3 | 3 | 3 | 2.5 | Property Parcels | 1 |  | 1.5 | 1.105 | 0.11562 | Modelled Flow Data Used & Depth Available | 85.9494 | 8
4387 | 4682 | 2692574 | 10100747 | 194110 | DSB9D | Branch 9 Diversion | Gravity | Pipe | Buried | OP | CONC | None | 2016-07-19 | 39.52 | 39.29 | dwg | WI | Transmission | T0001026 | 2 |  |  | 4 | 750 | [5 empty] | 74561 | NA |  | 139.72 |  | WSL |  | Waikato,Te Kawerau a Maki,Ngāti Whātua,Ngāti Maru,Ngāti Whātua o Ōrākei,Ngāti Tamaoho,Ngāti Tamaterā,Ngāi Tai ki Tāmaki,Ngāti Hako,Te Ākitai Waiohua | 1.76 | 2 |  |  |  | no | 5 | 1 | 1 | CCTV NOT Available or Over 30 Years Old & Soil Type Available | 2.975 | 3 | 3 | 3 | 1 |  | 1 |  | 1 | 0.625 | 0.6 | Diameter Used For Flow Approximation & Depth Available | 139.7193 | 8
683 | 716 | 15883 | 10004075 | 193364 | DSB01 | Branch 1 Remuera | Gravity | Pipe | Buried | OP | CONC | CIP | 1910-06-30 | 41.71 | 41.32 | dwg | OM | Transmission | Legacy | 2 |  |  | 4 | 600 | [5 empty] | 73929 | NA |  | 115.81 |  | WSL |  | Waikato,Te Kawerau a Maki,Ngāti Whātua,Ngāti Maru,Ngāti Whātua o Ōrākei,Ngāti Tamaoho,Ngāti Tamaterā,Ngāti Pāoa,Ngāi Tai ki Tāmaki,Ngāti Hako,Te Ākitai Waiohua | 1.54 | 2 | 1 | 2013 | te puna wai | yes | 5 | 1 | 1 | CCTV Available (10-20 Years Old) & Soil Type Available | 2.975 | 3 | 3 | 3 | 1 |  | 1 |  | 1 | 0.625 | 0.6 | Diameter Used For Flow Approximation & Depth Available | 115.8129 | 8
684 | 717 | 15884 | 10004074 | 193520 | DSB01 | Branch 1 Remuera | Gravity | Pipe | Buried | OP | CONC | CIP | 1910-06-30 | 36.87 | 36.63 | dwg | OM | Transmission | Legacy | 2 |  |  | 4 | 610 | [5 empty] | 73928 | NA |  | 69.57 |  | WSL |  | Waikato,Te Kawerau a Maki,Ngāti Whātua,Ngāti Maru,Ngāti Whātua o Ōrākei,Ngāti Tamaoho,Ngāti Tamaterā,Ngāti Pāoa,Ngāi Tai ki Tāmaki,Ngāti Hako,Te Ākitai Waiohua | 1.44 | 1 | 1 | 2015 | te puna wai | yes | 5 | 1 | 1 | CCTV Available (0-10 Years Old) & Soil Type Available | 2.975 | 3 | 3 | 3 | 1 |  | 1 |  | 1 | 0.625 | 0.6 | Diameter Used For Flow Approximation & Depth Available | 69.5735 | 4
4313 | 4600 | 2616371 | 10096688 | 195072 | DSKOD | Kohimarama Branch Diversion Sewer | Gravity | Pipe | Buried | OP | PE | None | 2016-03-24 | 0.37 | 0.25 | 0.1s | EI | Transmission | T0000900 | 2 |  |  | 4 | 750 | [5 empty] | 75610 | NA |  | 54.87 |  | WSL |  | Waikato,Te Kawerau a Maki,Ngāti Whātua,Ngāti Maru,Ngāti Whātua o Ōrākei,Ngāti Tamaoho,Te Patukirikiri,Ngāti Whanaunga,Ngāti Tamaterā,Ngāti Pāoa,Ngāi Tai ki Tāmaki,Ngāti Hako,Te Ākitai Waiohua | 1.76 | 2 |  |  |  | no | 5 | 1 | 1 | CCTV NOT Available or Over 30 Years Old & Soil Type Available | 2.975 | 3 | 3 | 3 | 1 |  | 1 |  | 1 | 0.625 | 0.6 | Diameter Used For Flow Approximation & Depth Available | 54.8653 | 8
4385 | 4680 | 2692572 | 10101294 | 193586 | DSB09 | Branch 9 Mt Roskill | Gravity | Pipe | Buried | OP | CONC | None | 1946-06-30 | 41.07 | 40.55 | dwg | WI | Transmission | Legacy | 2 |  |  | 4 | 610 | [5 empty] | 74298 | NA |  | 3.61 |  | WSL |  | Waikato,Te Kawerau a Maki,Ngāti Whātua,Ngāti Maru,Ngāti Whātua o Ōrākei,Ngāti Tamaoho,Ngāti Tamaterā,Ngāi Tai ki Tāmaki,Ngāti Hako,Te Ākitai Waiohua | 3.17 | 3 |  |  |  | no | 5 | 1 | 3 | CCTV NOT Available or Over 30 Years Old & Soil Type Available | 2.975 | 3 | 3 | 3 | 1 |  | 1 |  | 1 | 0.625 | 0.6 | Diameter Used For Flow Approximation & Depth Available | 3.6138 | 14
1810 | 1974 | 15497 | 10004052 | 193266 | DSB01 | Branch 1 Remuera | Gravity | Pipe | Buried | OP | CONC | None | 1910-06-30 | 4.02 | 3.99 | dwg | OM | Transmission | Legacy | 2 |  |  | 4 | 750 | [5 empty] | 73906 | NA |  | 11.7 |  | WSL |  | Waikato,Te Kawerau a Maki,Ngāti Whātua,Ngāti Maru,Ngāti Whātua o Ōrākei,Ngāti Tamaoho,Te Patukirikiri,Ngāti Tamaterā,Ngāti Pāoa,Ngāi Tai ki Tāmaki,Ngāti Hako,Te Ākitai Waiohua | 3.94 | 4 | 3 | 2018 | te puna wai | yes | 3 | 5 | 5 | CCTV Available (0-10 Years Old) & Soil Type Available | 2.975 | 3 | 3 | 3 | 1 |  | 1 |  | 1 | 0.625 | 0.6 | Diameter Used For Flow Approximation & Depth Available | 11.7034 | 18
2884 | 3139 | 1673860 | 10080552 | 195914 | DSMND | Manurewa Branch Diversion | Gravity | Pipe | Buried | OP | CONC | None | 2013-07-05 | 6.12 | 5.5 | 0.1s | SI | Transmission | T0000419 | 2 |  |  | 4 | 625 | [5 empty] | 75869 | NA |  | 123.2 |  | WSL |  | Waikato,Ngāti Maru,Ngāti Tamaoho,Ngāti Whanaunga,Ngāti Tamaterā,Ngāti Pāoa,Ngāi Tai ki Tāmaki,Ngāti Hako,Te Ākitai Waiohua | 1 | 1 |  |  |  | no | 1 | 1 | 1 | CCTV NOT Available or Over 30 Years Old & Soil Type Available | 2.975 | 3 | 3 | 3 | 1 |  | 1 |  | 1 | 0.625 | 0.6 | Diameter Used For Flow Approximation & Depth Available | 123.1966 | 4
842 | 882 | 15516 | 10004076 | 193278 | DSB01 | Branch 1 Remuera | Gravity | Pipe | Buried | OP | CONC | CIP | 1910-06-30 | 41.97 | 41.71 | dwg | OM | Transmission | Legacy | 2 |  |  | 4 | 600 | [5 empty] | 73930 | NA |  | 120.16 |  | WSL |  | Waikato,Te Kawerau a Maki,Ngāti Whātua,Ngāti Maru,Ngāti Whātua o Ōrākei,Ngāti Tamaoho,Ngāti Tamaterā,Ngāti Pāoa,Ngāi Tai ki Tāmaki,Ngāti Hako,Te Ākitai Waiohua | 1 | 1 | 1 | 2013 | te puna wai | yes | 1 | 1 | 1 | CCTV Available (10-20 Years Old) & Soil Type Available | 2.975 | 3 | 3 | 3 | 1 |  | 1 |  | 1 | 0.625 | 0.6 | Diameter Used For Flow Approximation & Depth Available | 120.159 | 4
4781 | 748565 | 28588 | 10007521 | 196237 | DSPAS | Papakura South Branch | Gravity | Pipe | Buried | OP | CONC | None | 2007-05-21 | 9.28 | 9.13 | 0.1s | SI | Transmission | DC07046 | 2 |  |  | 4 | 675 |  |  |  |  | CONS | 76651 | NA |  | 40.82 |  | WSL |  | Waikato,Ngāti Maru,Ngāti Tamaoho,Ngāti Whanaunga,Ngāti Tamaterā,Ngāti Pāoa,Ngāi Tai ki Tāmaki,Ngāti Hako,Te Ākitai Waiohua | 2 | 2 | 2 | 2018 | te puna wai | no | 1 | 3 | 1 | CCTV Available (0-10 Years Old) & Soil Type Available | 2.975 | 3 | 3 | 3 | 1 |  | 1 |  | 1 | 0.625 | 0.6 | Diameter Used For Flow Approximation & Depth Available | 40.8181 | 8
2888 | 3143 | 1675171 | 10078050 | 197261 | DSWHE | Whenuapai Branch | Gravity | Pipe | Buried | OP | PE | None | 2012-11-22 | 9.2 | 9.08 | 0.1s | WI | Transmission | T0000299 | 2 |  |  | 4 | 630 | [5 empty] | 78291 | NA |  | 2.23 |  | WSL |  | Te Kawerau a Maki,Ngāti Whātua,Ngāti Maru,Ngāti Whātua o Kaipara,Ngāti Whātua o Ōrākei,Ngāti Tamaoho,Ngāti Manuhiri,Ngāti Tamaterā,Ngāti Hako,Te Ākitai Waiohua | 1.21 | 1 |  |  |  | no | 1 | 3 | 1 | CCTV NOT Available or Over 30 Years Old & Soil Type Available | 2.975 | 3 | 3 | 3 | 1 |  | 1 |  | 1 | 0.625 | 0.6 | Diameter Used For Flow Approximation & Depth Available | 2.2324 | 4
378 | 394 | 22919 | 10008080 | 196891 | DSSIN | Southern Interceptor | Gravity | Pipe | Buried | OP | CONC | None | 2004-04-30 | 18.95 | 18.92 | dwg | SI | Transmission | DC06006 | 1 |  |  | 4 | 900 | [5 empty] | 77302 | NA |  | 5.54 |  | WSL |  | Waikato,Te Kawerau a Maki,Ngāti Maru,Ngāti Tamaoho,Ngāti Whanaunga,Ngāti Tamaterā,Ngāi Tai ki Tāmaki,Ngāti Hako,Te Ākitai Waiohua | 1 | 1 | 1 | 2019 | CCTV Footage Review Log South_Latest.xls | no | 1 | 1 | 1 | CCTV Available (0-10 Years Old) & Soil Type Available | 2.9725 | 3 | 1 | 4 | 2.5 | Property Parcels | 1 |  | 1 | 1.15 | 0.0025353 | Modelled Flow Data Used & Depth Available | 5.5393 | 4
3329 | 3596 | 924103 | 10089263 | 193497 | DSALW | Albany West Branch Sewer TS25 | Gravity | Pipe | Buried | OP | CONC | None | 1992-07-01 |  |  | dwg | NI | Transmission | Legacy | 2 |  |  | 4 | 724 | [5 empty] | 64064 | NA |  | 12.37 |  | WSL |  | Te Kawerau a Maki,Ngāti Whātua,Ngāti Maru,Ngāti Whātua o Kaipara,Ngāti Whātua o Ōrākei,Ngāti Tamaoho,Ngāti Manuhiri,Ngāti Whanaunga,Ngāti Tamaterā,Ngāti Pāoa,Ngāi Tai ki Tāmaki,Ngāti Hako,Te Ākitai Waiohua | 1.21 | 1 |  |  |  | no | 1 | 3 | 1 | CCTV NOT Available or Over 30 Years Old & Soil Type Available | 2.9715 | 3 | 3 | 3 | 2.5 | Property Parcels | 1 |  | 1.5 | 1.105 | 0.10796 | Modelled Flow Data Used & Depth Available | 12.3672 | 4
2953 | 3211 | 910735 | 10089252 | 193088 | DSALW | Albany West Branch Sewer TS25 | Gravity | Pipe | Buried | OP | CONC | None | 1992-07-01 |  |  | dwg | NI | Transmission | Legacy | 2 |  |  | 4 | 724 | [5 empty] | 64053 | NA |  | 59.1 |  | WSL |  | Te Kawerau a Maki,Ngāti Whātua,Ngāti Maru,Ngāti Whātua o Kaipara,Ngāti Whātua o Ōrākei,Ngāti Tamaoho,Ngāti Manuhiri,Ngāti Whanaunga,Ngāti Tamaterā,Ngāti Pāoa,Ngāi Tai ki Tāmaki,Ngāti Hako,Te Ākitai Waiohua | 1.97 | 2 |  |  |  | no | 5 | 3 | 1 | CCTV NOT Available or Over 30 Years Old & Soil Type Available | 2.9706 | 3 | 3 | 3 | 2.5 | Property Parcels | 1 |  | 1.5 | 1.105 | 0.10643 | Modelled Flow Data Used & Depth Available | 59.0968 | 8
3706 | 3981 | 904121 | 10089255 | 193495 | DSALW | Albany West Branch Sewer TS25 | Gravity | Pipe | Buried | OP | CONC | None | 1992-07-01 |  |  | dwg | NI | Transmission | Legacy | 2 |  |  | 4 | 724 | [5 empty] | 64056 | NA |  | 29.93 |  | WSL |  | Te Kawerau a Maki,Ngāti Whātua,Ngāti Maru,Ngāti Whātua o Kaipara,Ngāti Whātua o Ōrākei,Ngāti Tamaoho,Ngāti Manuhiri,Ngāti Whanaunga,Ngāti Tamaterā,Ngāti Pāoa,Ngāi Tai ki Tāmaki,Ngāti Hako,Te Ākitai Waiohua | 1.21 | 1 |  |  |  | no | 1 | 3 | 1 | CCTV NOT Available or Over 30 Years Old & Soil Type Available | 2.9706 | 3 | 3 | 3 | 2.5 | Property Parcels | 1 |  | 1.5 | 1.105 | 0.10643 | Modelled Flow Data Used & Depth Available | 29.9297 | 4
4047 | 4326 | 930378 | 10087768 | 194890 | DSGLR | Glenfield Relief Branch Sewer TS4A New | Gravity | Pipe | Buried | OP | CONC | None | 2005-11-28 |  |  | dwg | NI | Transmission | Legacy | 2 |  |  | 4 | 1050 | [5 empty] | 64697 | NA |  | 52.33 |  | WSL |  | Te Kawerau a Maki,Ngāti Whātua,Ngāti Maru,Ngāti Whātua o Ōrākei,Ngāti Tamaoho,Ngāti Manuhiri,Te Patukirikiri,Ngāti Whanaunga,Ngāti Tamaterā,Ngāti Pāoa,Ngāi Tai ki Tāmaki,Ngāti Hako,Te Ākitai Waiohua | 2 | 2 | 2 | 2016 | te puna wai | no | 5 | 1 | 1 | CCTV Available (0-10 Years Old) & Soil Type Available | 2.9704 | 3 | 1 | 4 | 2.5 | Property Parcels | 1 |  | 1.5 | 1.17 | 0.034456 | Modelled Flow Data Used & Depth Available | 52.3316 | 8
3096 | 3357 | 912316 | 10088800 | 197328 | DSTPF | Takapuna Foreshore Branch Sewer TS6B | Gravity | Pipe | Buried | OP | CLS | None | 1940-01-01 |  |  | dwg | NI | Transmission | Legacy | 2 |  |  | 4 | 525 | [5 empty] | 65378 | NA |  | 27.09 |  | WSL |  | Te Kawerau a Maki,Ngāti Whātua,Ngāti Maru,Ngāti Whātua o Ōrākei,Ngāti Tamaoho,Ngāti Manuhiri,Te Patukirikiri,Ngāti Whanaunga,Ngāti Tamaterā,Ngāti Pāoa,Ngāi Tai ki Tāmaki,Ngāti Hako,Te Ākitai Waiohua | 3.39 | 3 | 2 | 2015 | te puna wai | no | 3 | 3 | 5 | CCTV Available (0-10 Years Old) & Soil Type Available | 2.97 | 3 | 1 | 2 | 2.5 | Property Parcels, Safe Swim Beach | 1 | Ocean Intercept | 5 | 1.165 | 0.027565 | Modelled Flow Data Used & Depth Available | 27.0884 | 14
4170 | 4452 | 929008 | 10088807 | 197587 | DSTPF | Takapuna Foreshore Branch Sewer TS6B | Gravity | Pipe | Buried | OP | CI | None | 1940-01-01 |  |  | dwg | NI | Transmission | Legacy | 2 |  |  | 4 | 525 | [5 empty] | 65385 | NA |  | 30.27 |  | WSL |  | Te Kawerau a Maki,Ngāti Whātua,Ngāti Maru,Ngāti Whātua o Ōrākei,Ngāti Tamaoho,Ngāti Manuhiri,Te Patukirikiri,Ngāti Whanaunga,Ngāti Tamaterā,Ngāti Pāoa,Ngāi Tai ki Tāmaki,Ngāti Hako,Te Ākitai Waiohua | 3.47 | 3 | 3 | 2015 | te puna wai | no | 1 | 1 | 5 | CCTV Available (0-10 Years Old) & Soil Type Available | 2.97 | 3 | 1 | 2 | 2.5 | Property Parcels, Safe Swim Beach | 1 | Ocean Intercept | 5 | 1.165 | 0.027565 | Modelled Flow Data Used & Depth Available | 30.2732 | 14
3106 | 3368 | 908618 | 10088262 | 196056 | DSMFD | Milford Branch Sewer TS6 | Gravity | Pipe | Buried | OP | CONC | None | 1961-01-01 |  |  | dwg | NI | Transmission | Legacy | 2 |  |  | 4 | 635 | [5 empty] | 65055 | NA |  | 85.92 |  | WSL |  | Te Kawerau a Maki,Ngāti Whātua,Ngāti Maru,Ngāti Whātua o Ōrākei,Ngāti Tamaoho,Ngāti Manuhiri,Te Patukirikiri,Ngāti Whanaunga,Ngāti Tamaterā,Ngāti Pāoa,Ngāi Tai ki Tāmaki,Ngāti Hako,Te Ākitai Waiohua | 2.25 | 2 | 1 | 2015 | te puna wai | no | 5 | 1 | 3 | CCTV Available (0-10 Years Old) & Soil Type Available | 2.9697 | 3 | 3 | 3 | 2.5 | Property Parcels, Public Park & Sports Area | 1 |  | 1.5 | 1.105 | 0.1049 | Modelled Flow Data Used & Depth Available | 85.922 | 8
1148 | 1215 | 15359 | 10005291 | 194346 | DSEDB | Edendale Branch | Gravity | Pipe | Buried | OP | CONC | None | 1914-06-30 | 56.81 | 56.59 | dwg | OM | Transmission | Legacy | 2 |  |  | 4 | 1050 | [5 empty] | 74756 | NA |  | 37.23 |  | WSL |  | Waikato,Te Kawerau a Maki,Ngāti Whātua,Ngāti Maru,Ngāti Whātua o Ōrākei,Ngāti Tamaoho,Ngāti Tamaterā,Ngāi Tai ki Tāmaki,Ngāti Hako,Te Ākitai Waiohua | 3.81 | 4 | 3 | 2017 | CCTV Footage Review Log South_Latest.xls | no | 3 | 3 | 5 | CCTV Available (0-10 Years Old) & Soil Type Available | 2.9696 | 3 | 1 | 4 | 2.5 | Property Parcels, Building Outlines | 1 |  | 1 | 1.15 | 0.0055467 | Modelled Flow Data Used & Depth Available | 37.227 | 18
3684 | 3959 | 907425 | 10088813 | 197189 | DSTPF | Takapuna Foreshore Branch Sewer TS6B | Gravity | Pipe | Buried | OP | CI | None | 1940-01-01 |  |  | dwg | NI | Transmission | Legacy | 2 |  |  | 4 | 525 | [5 empty] | 65391 | NA |  | 81.09 |  | WSL |  | Te Kawerau a Maki,Ngāti Whātua,Ngāti Maru,Ngāti Whātua o Ōrākei,Ngāti Tamaoho,Ngāti Manuhiri,Te Patukirikiri,Ngāti Whanaunga,Ngāti Tamaterā,Ngāti Pāoa,Ngāi Tai ki Tāmaki,Ngāti Hako,Te Ākitai Waiohua | 3.81 | 4 | 3 | 2015 | te puna wai | no | 3 | 3 | 5 | CCTV Available (0-10 Years Old) & Soil Type Available | 2.9692 | 3 | 1 | 2 | 2.5 | Property Parcels, Safe Swim Beach | 1 | Ocean Intercept | 5 | 1.165 | 0.028331 | Modelled Flow Data Used & Depth Available | 81.0946 | 18
3142 | 3404 | 918209 | 10088808 | 197330 | DSTPF | Takapuna Foreshore Branch Sewer TS6B | Gravity | Pipe | Buried | OP | CI | None | 1940-01-01 |  |  | dwg | NI | Transmission | Legacy | 2 |  |  | 4 | 525 | [5 empty] | 65386 | NA |  | 41.59 |  | WSL |  | Te Kawerau a Maki,Ngāti Whātua,Ngāti Maru,Ngāti Whātua o Ōrākei,Ngāti Tamaoho,Ngāti Manuhiri,Te Patukirikiri,Ngāti Whanaunga,Ngāti Tamaterā,Ngāti Pāoa,Ngāi Tai ki Tāmaki,Ngāti Hako,Te Ākitai Waiohua | 3.81 | 4 | 3 | 2015 | te puna wai | no | 3 | 3 | 5 | CCTV Available (0-10 Years Old) & Soil Type Available | 2.9692 | 3 | 1 | 2 | 2.5 | Property Parcels, Safe Swim Beach | 1 | Ocean Intercept | 5 | 1.165 | 0.028331 | Modelled Flow Data Used & Depth Available | 41.591 | 18
3660 | 3935 | 907424 | 10088812 | 197331 | DSTPF | Takapuna Foreshore Branch Sewer TS6B | Gravity | Pipe | Buried | OP | CI | None | 1940-01-01 |  |  | dwg | NI | Transmission | Legacy | 2 |  |  | 4 | 525 | [5 empty] | 65390 | NA |  | 37.52 |  | WSL |  | Te Kawerau a Maki,Ngāti Whātua,Ngāti Maru,Ngāti Whātua o Ōrākei,Ngāti Tamaoho,Ngāti Manuhiri,Te Patukirikiri,Ngāti Whanaunga,Ngāti Tamaterā,Ngāti Pāoa,Ngāi Tai ki Tāmaki,Ngāti Hako,Te Ākitai Waiohua | 3.81 | 4 | 3 | 2015 | te puna wai | no | 3 | 3 | 5 | CCTV Available (0-10 Years Old) & Soil Type Available | 2.9692 | 3 | 1 | 2 | 2.5 | Property Parcels, Safe Swim Beach | 1 | Ocean Intercept | 5 | 1.165 | 0.028331 | Modelled Flow Data Used & Depth Available | 37.5163 | 18
3951 | 4229 | 926959 | 10089249 | 193245 | DSALW | Albany West Branch Sewer TS25 | Gravity | Pipe | Buried | OP | CONC | None | 1992-07-01 |  |  | dwg | NI | Transmission | Legacy | 2 |  |  | 4 | 724 | [5 empty] | 64050 | NA |  | 73.05 |  | WSL |  | Te Kawerau a Maki,Ngāti Whātua,Ngāti Maru,Ngāti Whātua o Kaipara,Ngāti Whātua o Ōrākei,Ngāti Tamaoho,Ngāti Manuhiri,Ngāti Whanaunga,Ngāti Tamaterā,Ngāti Pāoa,Ngāi Tai ki Tāmaki,Ngāti Hako,Te Ākitai Waiohua | 1.21 | 1 |  |  |  | no | 1 | 3 | 1 | CCTV NOT Available or Over 30 Years Old & Soil Type Available | 2.9692 | 3 | 3 | 3 | 2.5 | Property Parcels | 1 |  | 1.5 | 1.105 | 0.10413 | Modelled Flow Data Used & Depth Available | 73.0488 | 4
3976 | 4254 | 924562 | 10089247 | 193488 | DSALW | Albany West Branch Sewer TS25 | Gravity | Pipe | Buried | OP | CONC | None | 1992-07-01 |  |  | dwg | NI | Transmission | Legacy | 2 |  |  | 4 | 724 | [5 empty] | 64048 | NA |  | 80.56 |  | WSL |  | Te Kawerau a Maki,Ngāti Whātua,Ngāti Maru,Ngāti Whātua o Kaipara,Ngāti Whātua o Ōrākei,Ngāti Tamaoho,Ngāti Manuhiri,Ngāti Whanaunga,Ngāti Tamaterā,Ngāti Pāoa,Ngāi Tai ki Tāmaki,Ngāti Hako,Te Ākitai Waiohua | 1.21 | 1 |  |  |  | no | 1 | 3 | 1 | CCTV NOT Available or Over 30 Years Old & Soil Type Available | 2.9687 | 3 | 3 | 3 | 2.5 | Property Parcels | 1 |  | 1.5 | 1.105 | 0.10337 | Modelled Flow Data Used & Depth Available | 80.5646 | 4
3028 | 3289 | 910737 | 10089250 | 193334 | DSALW | Albany West Branch Sewer TS25 | Gravity | Pipe | Buried | OP | CONC | None | 1992-07-01 |  |  | dwg | NI | Transmission | Legacy | 2 |  |  | 4 | 724 | [5 empty] | 64051 | NA |  | 28.25 |  | WSL |  | Te Kawerau a Maki,Ngāti Whātua,Ngāti Maru,Ngāti Whātua o Kaipara,Ngāti Whātua o Ōrākei,Ngāti Tamaoho,Ngāti Manuhiri,Ngāti Whanaunga,Ngāti Tamaterā,Ngāti Pāoa,Ngāi Tai ki Tāmaki,Ngāti Hako,Te Ākitai Waiohua | 1.21 | 1 |  |  |  | no | 1 | 3 | 1 | CCTV NOT Available or Over 30 Years Old & Soil Type Available | 2.9683 | 3 | 3 | 3 | 2.5 | Property Parcels | 1 |  | 1.5 | 1.105 | 0.1026 | Modelled Flow Data Used & Depth Available | 28.2543 | 4
359 | 371 | 15762 | 10008086 | 197039 | DSSIN | Southern Interceptor | Gravity | Pipe | Buried | OP | CONC | None | 1964-06-30 | 20.78 | 20.56 | dwg | SI | Transmission | Legacy | 1 |  |  | 4 | 1050 | [5 empty] | 77308 | NA |  | 187.39 |  | WSL |  | Waikato,Te Kawerau a Maki,Ngāti Maru,Ngāti Tamaoho,Ngāti Whanaunga,Ngāti Tamaterā,Ngāi Tai ki Tāmaki,Ngāti Hako,Te Ākitai Waiohua | 2 | 2 | 2 | 2019 | CCTV Footage Review Log South_Latest.xls | no | 1 | 1 | 2 | CCTV Available (0-10 Years Old) & Soil Type Available | 2.9675 | 3 | 2 | 4 | 2.5 | Property Parcels, Building Outlines | 1 |  | 1 | 1.15 | 0.033357 | Modelled Flow Data Used & Depth Available | 187.3862 | 8
3181 | 3445 | 916541 | 10089248 | 193081 | DSALW | Albany West Branch Sewer TS25 | Gravity | Pipe | Buried | OP | CONC | None | 1992-07-01 |  |  | dwg | NI | Transmission | Legacy | 2 |  |  | 4 | 724 | [5 empty] | 64049 | NA |  | 26.89 |  | WSL |  | Te Kawerau a Maki,Ngāti Whātua,Ngāti Maru,Ngāti Whātua o Kaipara,Ngāti Whātua o Ōrākei,Ngāti Tamaoho,Ngāti Manuhiri,Ngāti Whanaunga,Ngāti Tamaterā,Ngāti Pāoa,Ngāi Tai ki Tāmaki,Ngāti Hako,Te Ākitai Waiohua | 1.21 | 1 |  |  |  | no | 1 | 3 | 1 | CCTV NOT Available or Over 30 Years Old & Soil Type Available | 2.9674 | 3 | 3 | 3 | 2.5 | Property Parcels | 1 |  | 1.5 | 1.105 | 0.10107 | Modelled Flow Data Used & Depth Available | 26.8873 | 4
1151 | 1218 | 15362 | 10005288 | 194853 | DSEDB | Edendale Branch | Gravity | Pipe | Buried | OP | CONC | None | 1914-06-30 | 56.08 | 55.86 | dwg | OM | Transmission | Legacy | 2 |  |  | 4 | 1050 | [5 empty] | 74753 | NA |  | 38.94 |  | WSL |  | Waikato,Te Kawerau a Maki,Ngāti Whātua,Ngāti Maru,Ngāti Whātua o Ōrākei,Ngāti Tamaoho,Ngāti Tamaterā,Ngāi Tai ki Tāmaki,Ngāti Hako,Te Ākitai Waiohua | 3.81 | 4 | 3 | 2017 | CCTV Footage Review Log South_Latest.xls | no | 3 | 3 | 5 | CCTV Available (0-10 Years Old) & Soil Type Available | 2.9672 | 3 | 1 | 4 | 2.5 | Property Parcels | 1 |  | 1 | 1.15 | 0.007979 | Modelled Flow Data Used & Depth Available | 38.9359 | 18
357 | 369 | 16979 | 10008084 | 196892 | DSSIN | Southern Interceptor | Gravity | Pipe | Buried | OP | CONC | None | 1964-06-30 | 20.31 | 20.1 | dwg | SI | Transmission | Legacy | 1 |  |  | 4 | 1050 | [5 empty] | 77306 | NA |  | 180.16 |  | WSL |  | Waikato,Te Kawerau a Maki,Ngāti Maru,Ngāti Tamaoho,Ngāti Whanaunga,Ngāti Tamaterā,Ngāi Tai ki Tāmaki,Ngāti Hako,Te Ākitai Waiohua | 3 | 3 | 3 | 2019 | CCTV Footage Review Log South_Latest.xls | no | 1 | 1 | 2 | CCTV Available (0-10 Years Old) & Soil Type Available | 2.967 | 3 | 2 | 4 | 2.5 | Property Parcels, Building Outlines | 1 |  | 1 | 1.15 | 0.035551 | Modelled Flow Data Used & Depth Available | 180.1646 | 14
358 | 370 | 15761 | 10008085 | 196587 | DSSIN | Southern Interceptor | Gravity | Pipe | Buried | OP | CONC | None | 1964-06-30 | 20.56 | 20.31 | dwg | SI | Transmission | Legacy | 1 |  |  | 4 | 1050 | [5 empty] | 77307 | NA |  | 216.05 |  | WSL |  | Waikato,Te Kawerau a Maki,Ngāti Maru,Ngāti Tamaoho,Ngāti Whanaunga,Ngāti Tamaterā,Ngāi Tai ki Tāmaki,Ngāti Hako,Te Ākitai Waiohua | 2 | 2 | 2 | 2019 | CCTV Footage Review Log South_Latest.xls | no | 1 | 1 | 2 | CCTV Available (0-10 Years Old) & Soil Type Available | 2.967 | 3 | 2 | 4 | 2.5 | Property Parcels, Building Outlines | 1 |  | 1 | 1.15 | 0.035555 | Modelled Flow Data Used & Depth Available | 216.0462 | 8
1152 | 1219 | 15363 | 10005287 | 194345 | DSEDB | Edendale Branch | Gravity | Pipe | Buried | OP | CONC | None | 1914-06-30 | 55.86 | 55.38 | dwg | OM | Transmission | Legacy | 2 |  |  | 4 | 1050 | [5 empty] | 74752 | NA |  | 68.79 |  | WSL |  | Waikato,Te Kawerau a Maki,Ngāti Whātua,Ngāti Maru,Ngāti Whātua o Ōrākei,Ngāti Tamaoho,Ngāti Tamaterā,Ngāi Tai ki Tāmaki,Ngāti Hako,Te Ākitai Waiohua | 3.47 | 3 | 3 | 2017 | CCTV Footage Review Log South_Latest.xls | no | 1 | 1 | 5 | CCTV Available (0-10 Years Old) & Soil Type Available | 2.9668 | 3 | 1 | 4 | 2.5 | Property Parcels, Building Outlines | 1 |  | 1 | 1.15 | 0.0084069 | Modelled Flow Data Used & Depth Available | 68.7916 | 14
74 | 80 | 16406 | 10008816 | 197306 | DSTIN | Tamaki East Interceptor | Gravity | Pipe | Buried | OP | CONC | None | 1985-06-30 | 10.7 | 10.37 | dwg | TE | Transmission | Legacy | 1 |  |  | 4 | 1050 | [5 empty] | 77995 | NA |  | 199.86 |  | WSL |  | Waikato,Ngāti Maru,Ngāti Tamaoho,Ngāti Whanaunga,Ngāti Tamaterā,Ngāti Pāoa,Ngāi Tai ki Tāmaki,Ngāti Hako,Te Ākitai Waiohua | 2 | 2 | 2 | 2008 | CCTV Footage Review Log South_Latest.xls | no | 1 | 3 | 1 | CCTV Available (10-20 Years Old) & Soil Type Available | 2.9668 | 3 | 2 | 4 | 2.5 | Property Parcels, Building Outlines | 1 |  | 1 | 1.15 | 0.036452 | Modelled Flow Data Used & Depth Available | 199.8575 | 8
75 | 81 | 16407 | 10008815 | 197507 | DSTIN | Tamaki East Interceptor | Gravity | Pipe | Buried | OP | CONC | None | 1985-06-30 | 10.37 | 10.24 | dwg | TE | Transmission | Legacy | 1 |  |  | 4 | 1050 | [5 empty] | 77994 | NA |  | 72.47 |  | WSL |  | Waikato,Ngāti Maru,Ngāti Tamaoho,Ngāti Whanaunga,Ngāti Tamaterā,Ngāti Pāoa,Ngāi Tai ki Tāmaki,Ngāti Hako,Te Ākitai Waiohua | 2 | 2 | 2 | 2008 | CCTV Footage Review Log South_Latest.xls | no | 1 | 3 | 1 | CCTV Available (10-20 Years Old) & Soil Type Available | 2.9668 | 3 | 2 | 4 | 2.5 | Property Parcels, Building Outlines | 1 |  | 1 | 1.15 | 0.036539 | Modelled Flow Data Used & Depth Available | 72.4708 | 8
1564 | 1700 | 15888 | 10006118 | 195574 | DSHMD | Homai Diversion | Gravity | Pipe | Buried | OP | CONC | None | 1983-06-30 | 18.31 | 17 | dwg | SW | Transmission | Legacy | 2 |  |  | 4 | 810 | [5 empty] | 75536 | NA |  | 215.78 |  | WSL |  | Waikato,Te Kawerau a Maki,Ngāti Maru,Ngāti Tamaoho,Ngāti Whanaunga,Ngāti Tamaterā,Ngāi Tai ki Tāmaki,Ngāti Hako,Te Ākitai Waiohua | 2 | 2 | 2 | 2003 | te puna wai | yes | 1 | 1 | 2 | CCTV Available (20-30 Years Old) & Soil Type Available | 2.9667 | 3 | 2 | 4 | 2.5 | Property Parcels | 1 |  | 1 | 1.15 | 0.036697 | Modelled Flow Data Used & Depth Available | 215.784 | 8
1563 | 1699 | 15887 | 10006119 | 195192 | DSHMD | Homai Diversion | Gravity | Pipe | Buried | OP | CONC | None | 1983-06-30 | 19.02 | 18.31 | dwg | SW | Transmission | Legacy | 2 |  |  | 4 | 900 | [5 empty] | 75537 | NA |  | 214.2 |  | WSL |  | Waikato,Te Kawerau a Maki,Ngāti Maru,Ngāti Tamaoho,Ngāti Whanaunga,Ngāti Tamaterā,Ngāi Tai ki Tāmaki,Ngāti Hako,Te Ākitai Waiohua | 2 | 2 | 2 | 2011 | te puna wai | yes | 1 | 1 | 2 | CCTV Available (10-20 Years Old) & Soil Type Available | 2.9667 | 3 | 2 | 4 | 2.5 | Property Parcels | 1 |  | 1 | 1.15 | 0.036697 | Modelled Flow Data Used & Depth Available | 214.198 | 8
355 | 367 | 15760 | 10008082 | 197038 | DSSIN | Southern Interceptor | Gravity | Pipe | Buried | OP | CONC | None | 1983-06-30 | 20.04 | 19.97 | dwg | SI | Transmission | Legacy | 1 |  |  | 4 | 900 | [5 empty] | 77304 | NA |  | 69.95 |  | WSL |  | Waikato,Te Kawerau a Maki,Ngāti Maru,Ngāti Tamaoho,Ngāti Whanaunga,Ngāti Tamaterā,Ngāi Tai ki Tāmaki,Ngāti Hako,Te Ākitai Waiohua | 2 | 2 | 2 | 2019 | CCTV Footage Review Log South_Latest.xls | no | 1 | 1 | 2 | CCTV Available (0-10 Years Old) & Soil Type Available | 2.9667 | 3 | 2 | 4 | 2.5 | Property Parcels | 1 |  | 1 | 1.15 | 0.0367 | Modelled Flow Data Used & Depth Available | 69.9534 | 8
3183 | 3447 | 919341 | 10089260 | 193090 | DSALW | Albany West Branch Sewer TS25 | Gravity | Pipe | Buried | OP | CONC | None | 1992-07-01 |  |  | dwg | NI | Transmission | Legacy | 2 |  |  | 4 | 724 | [5 empty] | 64061 | NA |  | 63.56 |  | WSL |  | Te Kawerau a Maki,Ngāti Whātua,Ngāti Maru,Ngāti Whātua o Kaipara,Ngāti Whātua o Ōrākei,Ngāti Tamaoho,Ngāti Manuhiri,Ngāti Whanaunga,Ngāti Tamaterā,Ngāti Pāoa,Ngāi Tai ki Tāmaki,Ngāti Hako,Te Ākitai Waiohua | 1.21 | 1 |  |  |  | no | 1 | 3 | 1 | CCTV NOT Available or Over 30 Years Old & Soil Type Available | 2.9656 | 3 | 3 | 3 | 2.5 | Property Parcels | 1 |  | 1.5 | 1.105 | 0.098009 | Modelled Flow Data Used & Depth Available | 63.5606 | 4
3113 | 3375 | 914847 | 10089948 | 194285 | DSCTB | Castor Bay Branch Sewer TS7A | Gravity | Pipe | Buried | OP | CONC | None | 1962-01-01 |  |  | dwg | NI | Transmission | Legacy | 2 |  |  | 4 | 440 | [5 empty] | 64415 | NA |  | 118.85 |  | WSL |  | Te Kawerau a Maki,Ngāti Whātua,Ngāti Maru,Ngāti Whātua o Ōrākei,Ngāti Tamaoho,Ngāti Manuhiri,Te Patukirikiri,Ngāti Whanaunga,Ngāti Tamaterā,Ngāti Pāoa,Ngāi Tai ki Tāmaki,Ngāti Hako,Te Ākitai Waiohua | 4 | 4 | 4 | 2015 | te puna wai | no | 1 | 1 | 3 | CCTV Available (0-10 Years Old) & Soil Type Available | 2.9639 | 3 | 1 | 2 | 2.5 | Property Parcels, Safe Swim Beach | 1 | Ocean Intercept | 5 | 1.165 | 0.033691 | Modelled Flow Data Used & Depth Available | 118.8508 | 18
3321 | 3588 | 922970 | 10089947 | 194560 | DSCTB | Castor Bay Branch Sewer TS7A | Gravity | Pipe | Buried | OP | CONC | None | 1962-01-01 |  |  | dwg | NI | Transmission | Legacy | 2 |  |  | 4 | 440 | [5 empty] | 64414 | NA |  | 170.88 |  | WSL |  | Te Kawerau a Maki,Ngāti Whātua,Ngāti Maru,Ngāti Whātua o Ōrākei,Ngāti Tamaoho,Ngāti Manuhiri,Te Patukirikiri,Ngāti Whanaunga,Ngāti Tamaterā,Ngāti Pāoa,Ngāi Tai ki Tāmaki,Ngāti Hako,Te Ākitai Waiohua | 3.1 | 3 | 3 | 2015 | te puna wai | no | 5 | 1 | 3 | CCTV Available (0-10 Years Old) & Soil Type Available | 2.9631 | 3 | 1 | 2 | 2.5 | Property Parcels, Safe Swim Beach | 1 | Ocean Intercept | 5 | 1.165 | 0.034456 | Modelled Flow Data Used & Depth Available | 170.8818 | 14
3881 | 4158 | 923071 | 10089945 | 194411 | DSCTB | Castor Bay Branch Sewer TS7A | Gravity | Pipe | Buried | OP | PE | PE | 2002-12-01 | -0.15 | -0.25 | dwg | NI | Transmission | Legacy | 2 |  |  | 4 | 490 | [5 empty] | 64424 | NA |  | 42.77 |  | WSL |  | Te Kawerau a Maki,Ngāti Whātua,Ngāti Maru,Ngāti Whātua o Ōrākei,Ngāti Tamaoho,Ngāti Manuhiri,Te Patukirikiri,Ngāti Whanaunga,Ngāti Tamaterā,Ngāti Pāoa,Ngāi Tai ki Tāmaki,Ngāti Hako,Te Ākitai Waiohua | 1.44 | 1 | 1 | 2015 | te puna wai | no | 5 | 1 | 1 | CCTV Available (0-10 Years Old) & Soil Type Available | 2.9631 | 3 | 1 | 2 | 2.5 | Property Parcels | 1 |  | 5 | 1.165 | 0.034456 | Modelled Flow Data Used & Depth Available | 42.7686 | 4
3653 | 3928 | 938793 | 10088404 | 195413 | DSNRO | Northboro Branch Sewer TS2 | Siphon | Pipe | Buried | OP | CLS | None | 1967-01-01 |  |  | dwg | NI | Transmission | Legacy | 2 |  |  | 4 | 550 | [5 empty] | 65159 | NA |  | 75.25 |  | WSL |  | Te Kawerau a Maki,Ngāti Whātua,Ngāti Maru,Ngāti Whātua o Ōrākei,Ngāti Tamaoho,Te Patukirikiri,Ngāti Whanaunga,Ngāti Tamaterā,Ngāti Pāoa,Ngāi Tai ki Tāmaki,Ngāti Hako,Te Ākitai Waiohua | 4.58 | 5 |  |  |  | no | 5 | 1 | 5 | CCTV NOT Available or Over 30 Years Old & Soil Type Available | 2.9615 | 3 | 2 | 5 | 2.5 | Property Parcels | 1 |  | 1.5 | 1.235 | 0.4 | Diameter Used For Flow Approximation & Depth Available | 75.2469 | 22
4536 | 4839 | 4553669 | 10107841 | 161753 | DTPUK | Pukekohe Treatment Plant | Rising | Pipe | Buried | OP | MS | None | 2017-08-01 |  |  | dwg | SI | Transmission | T0001344 | 2 |  |  | 4 | 500 | [6 empty] | NA |  | 76.93 |  | WSL |  |  | 1.59 | 2 |  |  |  | no | 3 | 3 | 1 | CCTV NOT Available or Over 30 Years Old & Soil Type Not Available | 2.9615 | 3 | 2 | 5 | 2.5 | Property Parcels | 1 |  | 1.5 | 1.235 | 0.4 | Diameter Used For Flow Approximation & Depth Available | 76.9327 | 8
4537 | 4840 | 4553670 | 10107862 | 160956 | DTPUK | Pukekohe Treatment Plant | Rising | Pipe | Buried | OP | MS | None | 2017-10-16 |  |  | dwg | SI | Transmission | T0001344 | 2 |  |  | 4 | 500 | [6 empty] | NA |  | 10.41 |  | WSL |  |  | 1.59 | 2 |  |  |  | no | 3 | 3 | 1 | CCTV NOT Available or Over 30 Years Old & Soil Type Not Available | 2.9615 | 3 | 2 | 5 | 2.5 | Property Parcels | 1 |  | 1.5 | 1.235 | 0.4 | Diameter Used For Flow Approximation & Depth Available | 10.4128 | 8
3818 | 4094 | 918274 | 10089313 | 193499 | DSALW | Albany West Branch Sewer TS25 | Rising | Pipe | Buried | OP | CLS | None | 1992-07-01 |  |  | dwg | NI | Transmission | Legacy | 2 |  |  | 4 | 525 | [5 empty] | 64070 | NA |  | 277.3 |  | WSL |  | Te Kawerau a Maki,Ngāti Whātua,Ngāti Maru,Ngāti Whātua o Kaipara,Ngāti Whātua o Ōrākei,Ngāti Tamaoho,Ngāti Manuhiri,Ngāti Whanaunga,Ngāti Tamaterā,Ngāti Pāoa,Ngāi Tai ki Tāmaki,Ngāti Hako,Te Ākitai Waiohua | 1.92 | 2 |  |  |  | no | 1 | 3 | 2 | CCTV NOT Available or Over 30 Years Old & Soil Type Available | 2.9615 | 3 | 2 | 5 | 2.5 | Property Parcels | 1 |  | 1.5 | 1.235 | 0.4 | Diameter Used For Flow Approximation & Depth Available | 277.2981 | 8
3029 | 3290 | 938914 | 10088405 | 196015 | DSNRO | Northboro Branch Sewer TS2 | Siphon | Pipe | Buried | OP | PE | None | 2003-11-10 | 5.37 | 5.06 | dwg | NI | Transmission | Legacy | 2 |  |  | 4 | 560 | [5 empty] | 65157 | NA |  | 76.04 |  | WSL |  | Te Kawerau a Maki,Ngāti Whātua,Ngāti Maru,Ngāti Whātua o Ōrākei,Ngāti Tamaoho,Te Patukirikiri,Ngāti Whanaunga,Ngāti Tamaterā,Ngāti Pāoa,Ngāi Tai ki Tāmaki,Ngāti Hako,Te Ākitai Waiohua | 1 | 1 |  |  |  | no | 1 | 1 | 1 | CCTV NOT Available or Over 30 Years Old & Soil Type Available | 2.9615 | 3 | 2 | 5 | 2.5 | Property Parcels | 1 |  | 1.5 | 1.235 | 0.4 | Diameter Used For Flow Approximation & Depth Available | 76.0401 | 4
4206 | 4490 | 958807 | 10088372 | 195405 | DSNCT | Northcote Branch Sewer TS8 | Rising | Pipe | Buried | OP | PE | None | 2012-12-24 |  |  | 0.1s | NI | Transmission | R0005163 | 2 |  |  | 4 | 560 | [5 empty] | 65128 | NA |  | 64.28 |  | WSL |  | Te Kawerau a Maki,Ngāti Whātua,Ngāti Maru,Ngāti Whātua o Ōrākei,Ngāti Tamaoho,Ngāti Manuhiri,Te Patukirikiri,Ngāti Whanaunga,Ngāti Tamaterā,Ngāti Pāoa,Ngāi Tai ki Tāmaki,Ngāti Hako,Te Ākitai Waiohua | 1 | 1 |  |  |  | no | 1 | 1 | 1 | CCTV NOT Available or Over 30 Years Old & Soil Type Available | 2.9615 | 3 | 2 | 5 | 2.5 | Property Parcels | 1 |  | 1.5 | 1.235 | 0.4 | Diameter Used For Flow Approximation & Depth Available | 64.2757 | 4
3539 | 3812 | 904808 | 10087891 | 195284 | DSGRC | Greenhithe Central Branch Sewer TS21B | Gravity | Pipe | Bridged | OP | CLS | None | 2000-03-01 |  |  | dwg | NI | Transmission | Legacy | 2 |  |  | 4 | 470 | [5 empty] | 64812 | NA |  | 12.07 |  | WSL |  | Te Kawerau a Maki,Ngāti Whātua,Ngāti Maru,Ngāti Whātua o Kaipara,Ngāti Whātua o Ōrākei,Ngāti Tamaoho,Ngāti Manuhiri,Ngāti Whanaunga,Ngāti Tamaterā,Ngāi Tai ki Tāmaki,Ngāti Hako,Te Ākitai Waiohua | 1 | 1 |  |  | CCTV app | yes | 1 | 1 | 1 | CCTV NOT Available or Over 30 Years Old & Soil Type Not Available | 2.9615 | 3 | 2 | 5 | 2.5 | Property Parcels | 1 | Significant Ecological Area - SEA_T_8406 | 1.5 | 1.235 | 0.4 | Diameter Used For Flow Approximation & Depth Available | 12.0749 | 4
3490 | 3763 | 934995 | 10089335 | 194122 | DSBAV | Bayview Branch Sewer TS13 | Gravity | Pipe | Bridged | OP | CONC | None | 1972-01-01 |  |  | dwg | NI | Transmission | Legacy | 2 |  |  | 4 | 440 | [5 empty] | 64092 | NA |  | 7.18 |  | WSL |  | Te Kawerau a Maki,Ngāti Whātua,Ngāti Maru,Ngāti Whātua o Ōrākei,Ngāti Tamaoho,Ngāti Manuhiri,Ngāti Whanaunga,Ngāti Tamaterā,Ngāti Pāoa,Ngāi Tai ki Tāmaki,Ngāti Hako,Te Ākitai Waiohua | 1.71 | 2 |  |  | CCTV app | yes | 1 | 1 | 2 | CCTV NOT Available or Over 30 Years Old & Soil Type Not Available | 2.9615 | 3 | 2 | 5 | 2.5 | Property Parcels | 1 | Significant Ecological Area - SEA_T_8320 | 1.5 | 1.235 | 0.4 | Diameter Used For Flow Approximation & Depth Available | 7.1812 | 8
3494 | 3767 | 937324 | 10089685 | 193811 | DSBKD | Birkdale Branch Sewer TS14 | Gravity | Pipe | Bridged | OP | CONC | None | 1962-01-01 |  |  | dwg | NI | Transmission | Legacy | 2 |  |  | 4 | 440 | [5 empty] | 64273 | NA |  | 5.26 |  | WSL |  | Te Kawerau a Maki,Ngāti Whātua,Ngāti Maru,Ngāti Whātua o Ōrākei,Ngāti Tamaoho,Ngāti Manuhiri,Ngāti Whanaunga,Ngāti Tamaterā,Ngāti Pāoa,Ngāi Tai ki Tāmaki,Ngāti Hako,Te Ākitai Waiohua | 2.41 | 2 |  |  |  | no | 1 | 1 | 3 | CCTV NOT Available or Over 30 Years Old & Soil Type Not Available | 2.9615 | 3 | 2 | 5 | 2.5 | Property Parcels | 1 |  | 1.5 | 1.235 | 0.4 | Diameter Used For Flow Approximation & Depth Available | 5.259 | 8
4283 | 4568 | 958806 | 10088373 | 196104 | DSNCT | Northcote Branch Sewer TS8 | Rising | Pipe | Buried | OP | PE | None | 2012-12-24 |  |  | 0.1s | NI | Transmission | R0005163 | 2 |  |  | 4 | 560 | [5 empty] | 65129 | NA |  | 5 |  | WSL |  | Te Kawerau a Maki,Ngāti Whātua,Ngāti Maru,Ngāti Whātua o Ōrākei,Ngāti Tamaoho,Ngāti Manuhiri,Te Patukirikiri,Ngāti Whanaunga,Ngāti Tamaterā,Ngāti Pāoa,Ngāi Tai ki Tāmaki,Ngāti Hako,Te Ākitai Waiohua | 1 | 1 |  |  |  | no | 1 | 1 | 1 | CCTV NOT Available or Over 30 Years Old & Soil Type Available | 2.9615 | 3 | 2 | 5 | 2.5 | Property Parcels | 1 |  | 1.5 | 1.235 | 0.4 | Diameter Used For Flow Approximation & Depth Available | 4.9981 | 4
3037 | 3298 | 2569214 | 10089098 | 193047 | DPALB | Albany Pump Station | Rising | Pipe | Buried | OP | CLS | None | 1992-07-01 |  |  | dwg | NI | Transmission | Legacy | 2 |  |  | 4 | 525 | [5 empty] | 62846 | NA |  | 4.5 |  | WSL |  | Te Kawerau a Maki,Ngāti Whātua,Ngāti Maru,Ngāti Whātua o Kaipara,Ngāti Whātua o Ōrākei,Ngāti Tamaoho,Ngāti Manuhiri,Ngāti Whanaunga,Ngāti Tamaterā,Ngāti Pāoa,Ngāi Tai ki Tāmaki,Ngāti Hako,Te Ākitai Waiohua | 1.92 | 2 |  |  |  | no | 1 | 3 | 2 | CCTV NOT Available or Over 30 Years Old & Soil Type Available | 2.9615 | 3 | 2 | 5 | 2.5 | Property Parcels | 1 |  | 1.5 | 1.235 | 0.4 | Diameter Used For Flow Approximation & Depth Available | 4.4967 | 8
362 | 376 | 15766 | 10008092 | 196894 | DSSIN | Southern Interceptor | Gravity | Pipe | Buried | OP | CONC | None | 1964-06-30 | 22.24 | 22 | dwg | SI | Transmission | Legacy | 1 |  |  | 4 | 1050 | [5 empty] | 77314 | NA |  | 196.99 |  | WSL |  | Waikato,Ngāti Maru,Ngāti Tamaoho,Ngāti Whanaunga,Ngāti Tamaterā,Ngāi Tai ki Tāmaki,Ngāti Hako,Te Ākitai Waiohua | 3 | 3 | 3 | 2019 | CCTV Footage Review Log South_Latest.xls | no | 1 | 1 | 2 | CCTV Available (0-10 Years Old) & Soil Type Available | 2.9609 | 3 | 1 | 4 | 2.5 | Property Parcels, Building Outlines | 1 |  | 1 | 1.15 | 0.014449 | Modelled Flow Data Used & Depth Available | 196.9941 | 14
361 | 375 | 15765 | 10008091 | 196743 | DSSIN | Southern Interceptor | Gravity | Pipe | Buried | OP | CONC | None | 1964-06-30 | 22 | 21.79 | dwg | SI | Transmission | Legacy | 1 |  |  | 4 | 1050 | [5 empty] | 77313 | NA |  | 173.85 |  | WSL |  | Waikato,Ngāti Maru,Ngāti Tamaoho,Ngāti Whanaunga,Ngāti Tamaterā,Ngāi Tai ki Tāmaki,Ngāti Hako,Te Ākitai Waiohua | 2 | 2 | 2 | 2019 | CCTV Footage Review Log South_Latest.xls | no | 1 | 1 | 2 | CCTV Available (0-10 Years Old) & Soil Type Available | 2.9593 | 3 | 1 | 4 | 2.5 | Property Parcels, Building Outlines | 1 |  | 1 | 1.15 | 0.016061 | Modelled Flow Data Used & Depth Available | 173.8459 | 8
4683 | 739085 | 5656091 | 0 | 82717847 | DSBRM | Bremner Branch Sewer | Rising | Pipe | Buried | OP | PE | None | 2020-04-07 |  |  | 0.1s | SI | Transmission | 2012923.00 | 2 |  |  |  | 250 | ASBUILT | ASBUILT | ASBUILT | ASBUILT | CONS | 82637611 |  |  | 808.09 | ASBUILT | WSL |  | Waikato,Ngāti Maru,Ngāti Tamaoho,Ngāti Tamaterā,Ngāti Pāoa,Ngāi Tai ki Tāmaki,Ngāti Hako,Te Ākitai Waiohua | 1.21 | 1 |  |  |  | no | 1 | 3 | 1 | CCTV NOT Available or Over 30 Years Old & Soil Type Available | 2.954 | 3 | 1 | 4 | 2.5 | Property Parcels | 1 | Ocean Intercept, Significant Ecological Area - SEA-M2-29a | 5 | 1.295 | 0.2 | Diameter Used For Flow Approximation & Depth Available | 808.0888 | 4
2547 | 2770 | 17449 | 10009148 | 197930 | DSWEY | Weymouth Branch | Rising | Pipe | Buried | OP | AC | None | 2001-03-01 |  |  | dwg | SI | Transmission | Legacy | 2 |  |  | 4 | 250 | [5 empty] | 66593 | NA |  | 427.37 |  | WSL |  | Waikato,Ngāti Maru,Ngāti Tamaoho,Ngāti Whanaunga,Ngāti Tamaterā,Ngāi Tai ki Tāmaki,Ngāti Hako,Te Ākitai Waiohua | 1 | 1 |  |  |  | no | 1 | 1 | 1 | CCTV NOT Available or Over 30 Years Old & Soil Type Available | 2.954 | 3 | 1 | 4 | 2 | Public Park & Sports Area | 4 | NZ River Lines | 1.5 | 1.295 | 0.2 | Diameter Used For Flow Approximation & Depth Available | 427.3681 | 4
4543 | 4847 | 4827521 | 10114920 | 316897 | DSMAS | Massey Branch | Siphon | Pipe | Buried | OP | PE | None | 2018-11-16 | 1.52 | 0.2 | 0.1s | WI | Transmission | T0001551 | 2 |  |  | 4 | 280 | [6 empty] | NA |  | 292.55 |  | WSL |  | Te Kawerau a Maki,Ngāti Whātua,Ngāti Whātua o Ōrākei,Ngāti Tamaoho,Ngāti Tamaterā,Te Ākitai Waiohua | 1 | 1 |  |  |  | no | 1 | 1 | 1 | CCTV NOT Available or Over 30 Years Old & Soil Type Available | 2.954 | 3 | 1 | 4 | 2.5 | Property Parcels | 1 | Ocean Intercept, Significant Ecological Area - SEA-M2-55a | 5 | 1.295 | 0.2 | Diameter Used For Flow Approximation & Depth Available | 292.5494 | 4
3355 | 3623 | 934579 | 10089924 | 194044 | DSCHH | Church House Branch Sewer TS21 | Siphon | Pipe | Buried | OP | PE | None | 1999-01-01 |  |  | dwg | NI | Transmission | Legacy | 2 |  |  | 4 | 225 | [5 empty] | 64406 | NA |  | 134.16 |  | WSL |  | Te Kawerau a Maki,Ngāti Whātua,Ngāti Maru,Ngāti Whātua o Kaipara,Ngāti Whātua o Ōrākei,Ngāti Tamaoho,Ngāti Manuhiri,Ngāti Whanaunga,Ngāti Tamaterā,Ngāi Tai ki Tāmaki,Ngāti Hako,Te Ākitai Waiohua | 1.21 | 1 |  |  |  | no | 1 | 3 | 1 | CCTV NOT Available or Over 30 Years Old & Soil Type Available | 2.954 | 3 | 1 | 4 | 2.5 | Property Parcels | 1 | Ocean Intercept, Significant Ecological Area - SEA-M2-57b | 5 | 1.295 | 0.2 | Diameter Used For Flow Approximation & Depth Available | 134.1575 | 4
3044 | 3305 | 909929 | 10089925 | 194403 | DSCHH | Church House Branch Sewer TS21 | Siphon | Pipe | Buried | OP | PE | None | 1999-01-01 |  |  | dwg | NI | Transmission | Legacy | 2 |  |  | 4 | 315 | [5 empty] | 64407 | NA |  | 134.05 |  | WSL |  | Te Kawerau a Maki,Ngāti Whātua,Ngāti Maru,Ngāti Whātua o Kaipara,Ngāti Whātua o Ōrākei,Ngāti Tamaoho,Ngāti Manuhiri,Ngāti Whanaunga,Ngāti Tamaterā,Ngāi Tai ki Tāmaki,Ngāti Hako,Te Ākitai Waiohua | 1.21 | 1 |  |  |  | no | 1 | 3 | 1 | CCTV NOT Available or Over 30 Years Old & Soil Type Available | 2.954 | 3 | 1 | 4 | 2.5 | Property Parcels | 1 | Ocean Intercept, Significant Ecological Area - SEA-M2-57b | 5 | 1.295 | 0.2 | Diameter Used For Flow Approximation & Depth Available | 134.049 | 4
2546 | 2769 | 16975 | 10009124 | 197641 | DSWEY | Weymouth Branch | Siphon | Pipe | Buried | OP | AC | None | 1969-06-30 | 4.22 | 1.25 | dwg | SI | Transmission | Legacy | 2 |  |  | 4 | 225 | [5 empty] | 78193 | NA |  | 127.48 |  | WSL |  | Waikato,Ngāti Maru,Ngāti Tamaoho,Ngāti Whanaunga,Ngāti Tamaterā,Ngāi Tai ki Tāmaki,Ngāti Hako,Te Ākitai Waiohua | 2.96 | 3 | 2 | 1995 | te puna wai | no | 1 | 1 | 4 | CCTV Available (20-30 Years Old) & Soil Type Available | 2.954 | 3 | 1 | 4 | 2.5 | Property Parcels | 1 | Ocean Intercept, Significant Ecological Area - SEA_T_587 | 5 | 1.295 | 0.2 | Diameter Used For Flow Approximation & Depth Available | 127.4792 | 14
1730 | 1886 | 17162 | 10005869 | 195289 | DSGRM | Greenmount Branch | Gravity | Pipe | Buried | OP | CONC | None | 1997-06-30 |  | 16.02 | dwg | TE | Transmission | Legacy | 2 |  |  | 4 | 390 | [5 empty] | 75322 | NA |  | 29.72 |  | WSL |  | Waikato,Ngāti Maru,Ngāti Tamaoho,Ngāti Whanaunga,Ngāti Tamaterā,Ngāti Pāoa,Ngāi Tai ki Tāmaki,Ngāti Hako,Te Ākitai Waiohua | 2 | 2 | 2 | 2014 | te puna wai | no | 5 | 3 | 1 | CCTV Available (0-10 Years Old) & Soil Type Available | 2.948 | 3 | 1 | 1 | 3.5 | Property Parcels, Building Outlines | 1 |  | 1.5 | 1.29 | 0.2 | Diameter Used For Flow Approximation & Depth Available | 29.7158 | 8
3511 | 3784 | 929093 | 10088852 | 197341 | DSTPF | Takapuna Foreshore Branch Sewer TS6B | Gravity | Pipe | Buried | OP | CONC | RIBLO | 1940-01-01 |  |  | dwg | NI | Transmission | Legacy | 2 |  |  | 4 | 300 | [5 empty] | 65428 | NA |  | 19.99 |  | WSL |  | Te Kawerau a Maki,Ngāti Whātua,Ngāti Maru,Ngāti Whātua o Ōrākei,Ngāti Tamaoho,Te Patukirikiri,Ngāti Whanaunga,Ngāti Tamaterā,Ngāti Pāoa,Ngāi Tai ki Tāmaki,Ngāti Hako,Te Ākitai Waiohua | 3 | 3 | 3 | 2015 | te puna wai | no | 5 | 1 | 1 | CCTV Available (0-10 Years Old) & Soil Type Available | 2.948 | 3 | 1 | 1 | 3.5 | Property Parcels, Building Outlines | 1 |  | 1.5 | 1.29 | 0.2 | Diameter Used For Flow Approximation & Depth Available | 19.9928 | 14
3377 | 3646 | 929092 | 10088853 | 197598 | DSTPF | Takapuna Foreshore Branch Sewer TS6B | Gravity | Pipe | Buried | OP | CONC | RIBLO | 1940-01-01 |  |  | dwg | NI | Transmission | Legacy | 2 |  |  | 4 | 300 | [5 empty] | 65429 | NA |  | 15.39 |  | WSL |  | Te Kawerau a Maki,Ngāti Whātua,Ngāti Maru,Ngāti Whātua o Ōrākei,Ngāti Tamaoho,Te Patukirikiri,Ngāti Whanaunga,Ngāti Tamaterā,Ngāti Pāoa,Ngāi Tai ki Tāmaki,Ngāti Hako,Te Ākitai Waiohua | 3 | 3 | 3 | 2015 | te puna wai | no | 5 | 1 | 1 | CCTV Available (0-10 Years Old) & Soil Type Available | 2.948 | 3 | 1 | 1 | 3.5 | Property Parcels, Building Outlines | 1 |  | 1.5 | 1.29 | 0.2 | Diameter Used For Flow Approximation & Depth Available | 15.3875 | 14
2924 | 3182 | 2538717 | 10080635 | 196843 | DSSWN | Swanson Branch | Gravity | Pipe | Buried | OP | PE | None | 2012-10-03 |  |  | 0.1s | WI | Transmission | T0000421 | 2 |  |  | 4 | 99 | [5 empty] | 77685 | NA |  | 14.23 |  | WSL |  | Te Kawerau a Maki,Ngāti Whātua,Ngāti Whātua o Ōrākei,Ngāti Tamaoho,Ngāti Tamaterā,Te Ākitai Waiohua | 1.76 | 2 |  |  |  | no | 5 | 1 | 1 | CCTV NOT Available or Over 30 Years Old & Soil Type Available | 2.948 | 3 | 1 | 1 | 3.5 | Property Parcels, Building Outlines | 1 |  | 1.5 | 1.29 | 0.2 | Diameter Used For Flow Approximation & Depth Available | 14.2326 | 8
3305 | 3571 | 929090 | 10088855 | 197199 | DSTPF | Takapuna Foreshore Branch Sewer TS6B | Gravity | Pipe | Buried | OP | CONC | RIBLO | 1940-01-01 |  |  | dwg | NI | Transmission | Legacy | 2 |  |  | 4 | 300 | [5 empty] | 65431 | NA |  | 8.32 |  | WSL |  | Te Kawerau a Maki,Ngāti Whātua,Ngāti Maru,Ngāti Whātua o Ōrākei,Ngāti Tamaoho,Te Patukirikiri,Ngāti Whanaunga,Ngāti Tamaterā,Ngāti Pāoa,Ngāi Tai ki Tāmaki,Ngāti Hako,Te Ākitai Waiohua | 3 | 3 | 3 | 2015 | te puna wai | no | 5 | 1 | 1 | CCTV Available (0-10 Years Old) & Soil Type Available | 2.948 | 3 | 1 | 1 | 3.5 | Property Parcels, Building Outlines | 1 |  | 1.5 | 1.29 | 0.2 | Diameter Used For Flow Approximation & Depth Available | 8.325 | 14
4024 | 4302 | 932944 | 10088670 | 197007 | DSSBE | Sunnybrae Branch Sewer TS17 | Gravity | Pipe | Buried | OP | CONC | None | 1961-01-01 |  |  | dwg | NI | Transmission | Legacy | 2 |  |  | 4 | 381 | [5 empty] | 65290 | NA |  | 4.02 |  | WSL |  | Te Kawerau a Maki,Ngāti Whātua,Ngāti Maru,Ngāti Whātua o Ōrākei,Ngāti Tamaoho,Ngāti Manuhiri,Te Patukirikiri,Ngāti Whanaunga,Ngāti Tamaterā,Ngāti Pāoa,Ngāi Tai ki Tāmaki,Ngāti Hako,Te Ākitai Waiohua | 3.17 | 3 |  |  |  | no | 5 | 1 | 3 | CCTV NOT Available or Over 30 Years Old & Soil Type Available | 2.948 | 3 | 1 | 1 | 3.5 | Property Parcels, Building Outlines | 1 |  | 1.5 | 1.29 | 0.2 | Diameter Used For Flow Approximation & Depth Available | 4.0231 | 14
3131 | 3393 | 903711 | 10089105 | 192895 | DPBRB | Browns Bay Pump Station | Gravity | Pipe | Buried | OP | SS | None | 2005-03-30 |  |  | dwg | NI | Transmission | Legacy | 2 |  |  | 4 | 375 | [5 empty] | 63020 | NA |  | 2.92 |  | WSL |  | Te Kawerau a Maki,Ngāti Whātua,Ngāti Maru,Ngāti Whātua o Ōrākei,Ngāti Tamaoho,Ngāti Manuhiri,Te Patukirikiri,Ngāti Whanaunga,Ngāti Tamaterā,Ngāti Pāoa,Ngāi Tai ki Tāmaki,Ngāti Hako,Te Ākitai Waiohua | 1.76 | 2 |  |  |  | no | 5 | 1 | 1 | CCTV NOT Available or Over 30 Years Old & Soil Type Available | 2.948 | 3 | 1 | 1 | 3.5 | Property Parcels, Building Outlines | 1 |  | 1.5 | 1.29 | 0.2 | Diameter Used For Flow Approximation & Depth Available | 2.9245 | 8
3343 | 3611 | 931915 | 10087941 | 194958 | DSHKI | Hauraki Branch Sewer TS3A | Gravity | Pipe | Buried | OP | VC | None | 1957-01-01 |  |  | dwg | NI | Transmission | Legacy | 2 |  |  | 4 | 300 | [5 empty] | 64854 | NA |  | 116.57 |  | WSL |  | Te Kawerau a Maki,Ngāti Whātua,Ngāti Maru,Ngāti Whātua o Ōrākei,Ngāti Tamaoho,Ngāti Manuhiri,Te Patukirikiri,Ngāti Whanaunga,Ngāti Tamaterā,Ngāti Pāoa,Ngāi Tai ki Tāmaki,Ngāti Hako,Te Ākitai Waiohua | 3 | 3 | 3 | 2017 | te puna wai | no | 3 | 3 | 2 | CCTV Available (0-10 Years Old) & Soil Type Available | 2.948 | 3 | 1 | 1 | 3.5 | Property Parcels, Building Outlines | 1 |  | 1.5 | 1.29 | 0.2 | Diameter Used For Flow Approximation & Depth Available | 116.5702 | 14
4445 | 4741 | 4522957 | 10105098 | 196750 | DSPKE | Pukekohe Branch Sewer | Gravity | Pipe | Exposed | OP | ELS | None | 2017-08-01 |  |  | 0.1s | SI | Transmission | T0001199 | 2 |  |  | 4 | 350 | [5 empty] | 76888 | NA |  | 7.54 |  | WSL |  |  | 1.59 | 2 |  |  |  | no | 3 | 3 | 1 | CCTV NOT Available or Over 30 Years Old & Soil Type Not Available | 2.948 | 3 | 1 | 1 | 3.5 | Property Parcels, Building Outlines | 1 |  | 1.5 | 1.29 | 0.2 | Diameter Used For Flow Approximation & Depth Available | 7.5424 | 8
4447 | 4743 | 4522959 | 10106848 | 196401 | DSPKE | Pukekohe Branch Sewer | Gravity | Pipe | Exposed | OP | ELS | None | 2017-08-01 |  |  | 0.1s | SI | Transmission | T0001199 | 2 |  |  | 4 | 350 | [5 empty] | 76890 | NA |  | 7.5 |  | WSL |  |  | 1.59 | 2 |  |  |  | no | 3 | 3 | 1 | CCTV NOT Available or Over 30 Years Old & Soil Type Not Available | 2.948 | 3 | 1 | 1 | 3.5 | Property Parcels, Building Outlines | 1 |  | 1.5 | 1.29 | 0.2 | Diameter Used For Flow Approximation & Depth Available | 7.499 | 8
4446 | 4742 | 4522958 | 10106847 | 196751 | DSPKE | Pukekohe Branch Sewer | Gravity | Pipe | Exposed | OP | ELS | None | 2017-08-01 |  |  | 0.1s | SI | Transmission | T0001199 | 2 |  |  | 4 | 350 | [5 empty] | 76889 | NA |  | 6.69 |  | WSL |  |  | 1.59 | 2 |  |  |  | no | 3 | 3 | 1 | CCTV NOT Available or Over 30 Years Old & Soil Type Not Available | 2.948 | 3 | 1 | 1 | 3.5 | Property Parcels, Building Outlines | 1 |  | 1.5 | 1.29 | 0.2 | Diameter Used For Flow Approximation & Depth Available | 6.6904 | 8
4145 | 4427 | 930526 | 10088684 | 196863 | DSSBE | Sunnybrae Branch Sewer TS17 | Gravity | Pipe | Buried | OP | CONC | None | 1994-01-01 |  |  | dwg | NI | Transmission | Legacy | 2 |  |  | 4 | 300 | [5 empty] | 65304 | NA |  | 57.04 |  | WSL |  | Te Kawerau a Maki,Ngāti Whātua,Ngāti Maru,Ngāti Whātua o Ōrākei,Ngāti Tamaoho,Ngāti Manuhiri,Te Patukirikiri,Ngāti Whanaunga,Ngāti Tamaterā,Ngāti Pāoa,Ngāi Tai ki Tāmaki,Ngāti Hako,Te Ākitai Waiohua | 1 | 1 |  |  |  | no | 1 | 1 | 1 | CCTV NOT Available or Over 30 Years Old & Soil Type Available | 2.948 | 3 | 1 | 1 | 3.5 | Property Parcels, Building Outlines | 1 |  | 1.5 | 1.29 | 0.2 | Diameter Used For Flow Approximation & Depth Available | 57.0417 | 4
4570 | 650419 | 1664462 | 10080948 | 193284 | DPWHN | PS 68 Whenuapai | Gravity | Pipe | Buried | OP | PE | None | 2013-08-15 |  |  | 0.1s | NI | Transmission | T0000435 | 2 |  |  | 4 | 355 | [5 empty] | 73532 | NA |  | 51 |  | WSL |  | Te Kawerau a Maki,Ngāti Whātua,Ngāti Maru,Ngāti Whātua o Kaipara,Ngāti Whātua o Ōrākei,Ngāti Tamaoho,Ngāti Manuhiri,Ngāti Tamaterā,Ngāti Hako,Te Ākitai Waiohua | 1.21 | 1 |  |  |  | no | 1 | 3 | 1 | CCTV NOT Available or Over 30 Years Old & Soil Type Available | 2.948 | 3 | 1 | 1 | 3.5 | Property Parcels, Building Outlines | 1 |  | 1.5 | 1.29 | 0.2 | Diameter Used For Flow Approximation & Depth Available | 51.001 | 4
3185 | 3449 | 917901 | 10088856 | 197342 | DSTPF | Takapuna Foreshore Branch Sewer TS6B | Gravity | Pipe | Buried | OP | CONC | RIBLO | 1940-01-01 |  |  | dwg | NI | Transmission | Legacy | 2 |  |  | 4 | 300 | [5 empty] | 65432 | NA |  | 36.43 |  | WSL |  | Te Kawerau a Maki,Ngāti Whātua,Ngāti Maru,Ngāti Whātua o Ōrākei,Ngāti Tamaoho,Te Patukirikiri,Ngāti Whanaunga,Ngāti Tamaterā,Ngāti Pāoa,Ngāi Tai ki Tāmaki,Ngāti Hako,Te Ākitai Waiohua | 3 | 3 | 3 | 2015 | te puna wai | no | 1 | 1 | 1 | CCTV Available (0-10 Years Old) & Soil Type Available | 2.948 | 3 | 1 | 1 | 3.5 | Property Parcels, Building Outlines | 1 |  | 1.5 | 1.29 | 0.2 | Diameter Used For Flow Approximation & Depth Available | 36.4309 | 14
3287 | 3553 | 918730 | 10089596 | 193799 | DSBHV | Beach Haven Branch Sewer TS10 | Gravity | Pipe | Buried | OP | CONC | None | 1980-01-01 |  |  | dwg | NI | Transmission | Legacy | 2 |  |  | 4 | 300 | [5 empty] | 64249 | NA |  | 30.25 |  | WSL |  | Te Kawerau a Maki,Ngāti Whātua,Ngāti Maru,Ngāti Whātua o Ōrākei,Ngāti Tamaoho,Ngāti Manuhiri,Ngāti Tamaterā,Ngāi Tai ki Tāmaki,Ngāti Hako,Te Ākitai Waiohua | 1.71 | 2 |  |  |  | no | 1 | 1 | 2 | CCTV NOT Available or Over 30 Years Old & Soil Type Available | 2.948 | 3 | 1 | 1 | 3.5 | Property Parcels, Building Outlines | 1 |  | 1.5 | 1.29 | 0.2 | Diameter Used For Flow Approximation & Depth Available | 30.2516 | 8
3416 | 3689 | 923280 | 10088639 | 196950 | DSRLD | Rosedale Branch Sewer TS23 | Gravity | Pipe | Buried | OP | CONC | None | 1994-01-01 |  |  | dwg | NI | Transmission | Legacy | 2 |  |  | 4 | 381 | [5 empty] | 65274 | NA |  | 25.65 |  | WSL |  | Te Kawerau a Maki,Ngāti Whātua,Ngāti Maru,Ngāti Whātua o Kaipara,Ngāti Whātua o Ōrākei,Ngāti Tamaoho,Ngāti Manuhiri,Te Patukirikiri,Ngāti Whanaunga,Ngāti Tamaterā,Ngāti Pāoa,Ngāi Tai ki Tāmaki,Ngāti Hako,Te Ākitai Waiohua | 1.21 | 1 |  |  |  | no | 1 | 3 | 1 | CCTV NOT Available or Over 30 Years Old & Soil Type Available | 2.948 | 3 | 1 | 1 | 3.5 | Property Parcels, Building Outlines | 1 |  | 1.5 | 1.29 | 0.2 | Diameter Used For Flow Approximation & Depth Available | 25.6466 | 4
1065 | 1125 | 16104 | 10009028 | 197610 | DSTSE | Tamaki South East Branch | Gravity | Pipe | Buried | OP | CONC | None | 1982-06-30 | 8.76 | 8.54 | dwg | TE | Transmission | Legacy | 2 |  |  | 4 | 900 | [5 empty] | 78124 | NA |  | 66.05 |  | WSL |  | Waikato,Ngāti Maru,Ngāti Tamaoho,Ngāti Whanaunga,Ngāti Tamaterā,Ngāti Pāoa,Ngāi Tai ki Tāmaki,Ngāti Hako,Te Ākitai Waiohua | 2 | 2 | 2 | 2015 | te puna wai | no | 1 | 3 | 2 | CCTV Available (0-10 Years Old) & Soil Type Available | 2.9476 | 3 | 3 | 4 | 1 |  | 4 | NZ River Lines | 5 | 1.11 | 0.055647 | Modelled Flow Data Used & Depth Available | 66.052 | 8
621 | 645 | 2098848 | 10076775 | 197563 | DSSWI | Southwestern Interceptor | Gravity | Pipe | Buried | OP | CONC | None | 2012-03-03 | 8.38 | 8.42 | 0.1s | SW | Transmission | T0000231 | 1 |  |  | 4 | 1500 | [5 empty] | 77564 | NA |  | 194.77 |  | WSL |  | Waikato,Te Kawerau a Maki,Ngāti Maru,Ngāti Tamaoho,Ngāti Whanaunga,Ngāti Tamaterā,Ngāi Tai ki Tāmaki,Ngāti Hako,Te Ākitai Waiohua | 2 | 2 | 2 | 2016 | te puna wai | no | 1 | 1 | 1 | CCTV Available (0-10 Years Old) & Soil Type Available | 2.9455 | 3 | 5 | 5 | 1 |  | 1 |  | 1 | 0.755 | 0.21508 | Modelled Flow Data Used & Depth Available | 194.7742 | 8
3265 | 3529 | 922703 | 10090143 | 194594 | DSECB | East Coast Bays Branch Sewer TS7 | Gravity | Pipe | Buried | OP | CONC | None | 2005-03-09 |  |  | dwg | NI | Transmission | Legacy | 2 |  |  | 4 | 2100 | [5 empty] | 64560 | NA |  | 98.75 |  | WSL |  | Te Kawerau a Maki,Ngāti Whātua,Ngāti Maru,Ngāti Whātua o Ōrākei,Ngāti Tamaoho,Ngāti Manuhiri,Te Patukirikiri,Ngāti Whanaunga,Ngāti Tamaterā,Ngāti Pāoa,Ngāi Tai ki Tāmaki,Ngāti Hako,Te Ākitai Waiohua | 1.44 | 1 | 1 | 2016 | te puna wai | no | 5 | 1 | 1 | CCTV Available (0-10 Years Old) & Soil Type Available | 2.9303 | 3 | 3 | 5 | 2 | Public Park & Sports Area, Safe Swim Beach | 1 |  | 1.5 | 1.08 | 0.095712 | Modelled Flow Data Used & Depth Available | 98.7469 | 4
425 | 443 | 15825 | 10007990 | 196718 | DSSIN | Southern Interceptor | Gravity | Pipe | Buried | OP | CONC | None | 1964-06-30 | 7.04 | 6.76 | dwg | SI | Transmission | Legacy | 1 |  |  | 4 | 1350 | [5 empty] | 77238 | NA |  | 162.97 |  | WSL |  | Waikato,Te Kawerau a Maki,Ngāti Maru,Ngāti Whātua o Ōrākei,Ngāti Tamaoho,Ngāti Tamaterā,Ngāi Tai ki Tāmaki,Ngāti Hako,Te Ākitai Waiohua | 4 | 4 | 4 | 2019 | CCTV Footage Review Log South_Latest.xls | no | 5 | 3 | 2 | CCTV Available (0-10 Years Old) & Soil Type Available | 2.9294 | 3 | 4 | 5 | 1 |  | 1 |  | 5 | 0.895 | 0.20328 | Modelled Flow Data Used & Depth Available | 162.9667 | 18
424 | 442 | 15826 | 10007991 | 197016 | DSSIN | Southern Interceptor | Gravity | Pipe | Buried | OP | CONC | None | 1964-06-30 | 7.34 | 7.04 | dwg | SI | Transmission | Legacy | 1 |  |  | 4 | 1350 | [5 empty] | 77239 | NA |  | 194.97 |  | WSL |  | Waikato,Te Kawerau a Maki,Ngāti Maru,Ngāti Whātua o Ōrākei,Ngāti Tamaoho,Ngāti Tamaterā,Ngāi Tai ki Tāmaki,Ngāti Hako,Te Ākitai Waiohua | 4 | 4 | 4 | 2019 | CCTV Footage Review Log South_Latest.xls | no | 5 | 3 | 2 | CCTV Available (0-10 Years Old) & Soil Type Available | 2.9276 | 3 | 4 | 5 | 1 |  | 1 |  | 5 | 0.895 | 0.20216 | Modelled Flow Data Used & Depth Available | 194.9745 | 18
3618 | 3891 | 2558663 | 10088462 | 196175 | DSNTH | North Branch Sewer TS30 | Gravity | Pipe | Buried | OP | CONC | None | 2014-07-31 | 15.37 | 15.17 | 0.1s | NI | Transmission | R0007574 | 2 |  |  | 4 | 825 | [5 empty] | 65183 | NA |  | 63.47 |  | WSL |  | Te Kawerau a Maki,Ngāti Whātua,Ngāti Maru,Ngāti Whātua o Kaipara,Ngāti Whātua o Ōrākei,Ngāti Tamaoho,Ngāti Manuhiri,Te Patukirikiri,Ngāti Whanaunga,Ngāti Tamaterā,Ngāti Pāoa,Ngāi Tai ki Tāmaki,Ngāti Hako,Te Ākitai Waiohua | 1.21 | 1 |  |  |  | no | 1 | 3 | 1 | CCTV NOT Available or Over 30 Years Old & Soil Type Available | 2.9247 | 3 | 1 | 4 | 2 | Public Park & Sports Area | 1 |  | 5 | 1.14 | 0.036753 | Modelled Flow Data Used & Depth Available | 63.467 | 4
33 | 35 | 16148 | 10005955 | 195309 | DSHIN | Howick Interceptor | Gravity | Pipe | Buried | OP | CONC | None | 1964-06-30 | 9.76 | 9.43 | dwg | HI | Transmission | Legacy | 1 |  |  | 4 | 600 | [5 empty] | 75432 | NA |  | 83.98 |  | WSL |  | Waikato,Ngāti Maru,Ngāti Tamaoho,Ngāti Whanaunga,Ngāti Tamaterā,Ngāti Pāoa,Ngāi Tai ki Tāmaki,Ngāti Hako,Te Ākitai Waiohua | 3 | 3 | 3 | 2015 | CCTV Footage Review Log South_Latest.xls | no | 1 | 3 | 2 | CCTV Available (0-10 Years Old) & Soil Type Available | 2.9247 | 3 | 3 | 3 | 2.5 | Property Parcels | 1 |  | 1 | 1.09 | 0.064556 | Modelled Flow Data Used & Depth Available | 83.9791 | 14
323 | 335 | 16146 | 10005953 | 195464 | DSHIN | Howick Interceptor | Gravity | Pipe | Buried | OP | CONC | None | 1964-06-30 | 9.04 | 8.83 | dwg | HI | Transmission | Legacy | 1 |  |  | 4 | 675 | [5 empty] | 75430 | NA |  | 85.64 |  | WSL |  | Waikato,Ngāti Maru,Ngāti Tamaoho,Ngāti Whanaunga,Ngāti Tamaterā,Ngāti Pāoa,Ngāi Tai ki Tāmaki,Ngāti Hako,Te Ākitai Waiohua | 2 | 2 | 2 | 2015 | CCTV Footage Review Log South_Latest.xls | no | 1 | 3 | 2 | CCTV Available (0-10 Years Old) & Soil Type Available | 2.9246 | 3 | 3 | 3 | 2.5 | Property Parcels | 1 |  | 1 | 1.09 | 0.064401 | Modelled Flow Data Used & Depth Available | 85.6437 | 8
1426 | 1523 | 15238 | 10004933 | 193502 | DSB9A | Branch 9A Owairaka | Gravity | Pipe | Buried | OP | CONC | None | 1970-06-30 | 47.73 | 47.66 | dwg | WI | Transmission | Legacy | 2 | 47.73 |  | 4 | 375 | ASBUILT | ASBUILT | ASBUILT | ASBUILT | VEST | 74493 | NA |  | 85.17 | ASBUILT | WSL | 0 | Waikato,Te Kawerau a Maki,Ngāti Whātua,Ngāti Maru,Ngāti Whātua o Ōrākei,Ngāti Tamaoho,Ngāti Tamaterā,Ngāi Tai ki Tāmaki,Ngāti Hako,Te Ākitai Waiohua | 2.33 | 2 | 2 | 2009 | te puna wai | no | 5 | 1 | 2 | CCTV Available (10-20 Years Old) & Soil Type Available | 2.924 | 3 | 1 | 1 | 3.5 | Property Parcels, Building Outlines | 1 | Aquifer - Auckland Isthmus Volcanic Aquifer | 1 | 1.27 | 0.2 | Diameter Used For Flow Approximation & Depth Available | 85.1699 | 8
1114 | 1174 | 15541 | 10004742 | 193444 | DSB1B | Branch 1B Ellerslie | Gravity | Pipe | Buried | OP | CONC | CIP | 1926-06-30 | 39.95 | 39.39 | dwg | OM | Transmission | Legacy | 2 |  |  | 4 | 375 | [5 empty] | 74370 | NA |  | 144.35 |  | WSL |  | Waikato,Te Kawerau a Maki,Ngāti Whātua,Ngāti Maru,Ngāti Whātua o Ōrākei,Ngāti Tamaoho,Ngāti Tamaterā,Ngāti Pāoa,Ngāi Tai ki Tāmaki,Ngāti Hako,Te Ākitai Waiohua | 2 | 2 | 2 | 2016 | te puna wai | no | 3 | 3 | 1 | CCTV Available (0-10 Years Old) & Soil Type Available | 2.924 | 3 | 1 | 1 | 3.5 | Property Parcels, Building Outlines | 1 | Aquifer - Onehunga Volcanic Aquifer | 1 | 1.27 | 0.2 | Diameter Used For Flow Approximation & Depth Available | 144.3518 | 8
787 | 826 | 17380 | 10005546 | 194730 | DSFLD | Flat Bush Diversion | Gravity | Pipe | Buried | OP | CONC | None | 2000-01-18 | 16.61 | 15.94 | dwg | TE | Transmission | DC06038 | 2 |  |  | 4 | 375 | [5 empty] | 74990 | NA |  | 186.56 |  | WSL |  | Waikato,Ngāti Maru,Ngāti Tamaoho,Ngāti Whanaunga,Ngāti Tamaterā,Ngāti Pāoa,Ngāi Tai ki Tāmaki,Ngāti Hako,Te Ākitai Waiohua | 2 | 2 | 2 | 2003 | CCTV Footage Review Log South_Latest.xls | no | 1 | 3 | 1 | CCTV Available (20-30 Years Old) & Soil Type Available | 2.924 | 3 | 1 | 1 | 3.5 | Property Parcels, Building Outlines | 1 |  | 1 | 1.27 | 0.2 | Diameter Used For Flow Approximation & Depth Available | 186.5644 | 8
1954 | 2139 | 15545 | 10004751 | 193689 | DSB1B | Branch 1B Ellerslie | Gravity | Pipe | Buried | OP | CONC | CIP | 1926-06-30 | 41.66 | 41.65 | 0.1s | OM | Transmission | DC06024 | 2 |  |  | 4 | 375 | [5 empty] | 74379 | NA |  | 24.74 |  | WSL |  | Waikato,Te Kawerau a Maki,Ngāti Whātua,Ngāti Maru,Ngāti Whātua o Ōrākei,Ngāti Tamaoho,Ngāti Tamaterā,Ngāti Pāoa,Ngāi Tai ki Tāmaki,Ngāti Hako,Te Ākitai Waiohua | 2 | 2 | 2 | 2016 | te puna wai | no | 1 | 1 | 1 | CCTV Available (0-10 Years Old) & Soil Type Available | 2.924 | 3 | 1 | 1 | 3.5 | Property Parcels, Building Outlines | 1 | Aquifer - Onehunga Volcanic Aquifer | 1 | 1.27 | 0.2 | Diameter Used For Flow Approximation & Depth Available | 24.7412 | 8
421 | 439 | 15829 | 10007994 | 196719 | DSSIN | Southern Interceptor | Gravity | Pipe | Buried | OP | CONC | None | 1964-06-30 | 8.01 | 7.9 | dwg | SI | Transmission | Legacy | 1 |  |  | 4 | 1350 | [5 empty] | 77242 | NA |  | 37.33 |  | WSL |  | Waikato,Te Kawerau a Maki,Ngāti Maru,Ngāti Tamaoho,Ngāti Tamaterā,Ngāi Tai ki Tāmaki,Ngāti Hako,Te Ākitai Waiohua | 1.53 | 2 | 1 | 2019 | CCTV Footage Review Log South_Latest.xls | no | 1 | 3 | 2 | CCTV Available (0-10 Years Old) & Soil Type Available | 2.9238 | 3 | 4 | 5 | 1 |  | 1 |  | 5 | 0.895 | 0.19985 | Modelled Flow Data Used & Depth Available | 37.3306 | 8
329 | 341 | 15686 | 10008013 | 196570 | DSSIN | Southern Interceptor | Gravity | Pipe | Buried | OP | CONC | None | 1965-06-30 | 3.85 | 3.78 | dwg | SI | Transmission | Legacy | 1 |  |  | 4 | 750 | [5 empty] | 77352 | NA |  | 33.18 |  | WSL |  | Waikato,Ngāti Maru,Ngāti Tamaoho,Ngāti Whanaunga,Ngāti Tamaterā,Ngāti Pāoa,Ngāi Tai ki Tāmaki,Ngāti Hako,Te Ākitai Waiohua | 3 | 3 | 3 | 2019 | CCTV Footage Review Log South_Latest.xls | no | 5 | 3 | 2 | CCTV Available (0-10 Years Old) & Soil Type Available | 2.922 | 3 | 3 | 3 | 2.5 | Property Parcels | 1 |  | 1 | 1.09 | 0.060151 | Modelled Flow Data Used & Depth Available | 33.1805 | 14
331 | 343 | 15688 | 10008015 | 196724 | DSSIN | Southern Interceptor | Gravity | Pipe | Buried | OP | CONC | None | 1965-06-30 | 4.39 | 4.19 | 0.1s | SI | Transmission | Legacy | 1 |  |  | 4 | 750 | [5 empty] | 77354 | NA |  | 108.24 |  | WSL |  | Waikato,Ngāti Maru,Ngāti Tamaoho,Ngāti Whanaunga,Ngāti Tamaterā,Ngāti Pāoa,Ngāi Tai ki Tāmaki,Ngāti Hako,Te Ākitai Waiohua | 2 | 2 | 2 | 2019 | CCTV Footage Review Log South_Latest.xls | no | 1 | 3 | 2 | CCTV Available (0-10 Years Old) & Soil Type Available | 2.9219 | 3 | 3 | 3 | 2.5 | Property Parcels | 1 |  | 1 | 1.09 | 0.059965 | Modelled Flow Data Used & Depth Available | 108.241 | 8
792 | 831 | 14904 | 10006756 | 196199 | DSONE | Onehunga Branch | Gravity | Pipe | Buried | OP | CONC | None | 1962-06-30 | 2.92 | 2.31 | dwg | WI | Transmission | Legacy | 2 |  |  | 4 | 750 | [5 empty] | 76069 | NA |  | 102.69 |  | WSL |  | Waikato,Te Kawerau a Maki,Ngāti Whātua,Ngāti Maru,Ngāti Whātua o Ōrākei,Ngāti Tamaoho,Ngāti Tamaterā,Ngāti Pāoa,Ngāi Tai ki Tāmaki,Ngāti Hako,Te Ākitai Waiohua | 2.24 | 2 | 2 | 2021 | CCTV Footage Review Log South_Latest.xls | yes | 1 | 1 | 3 | CCTV Available (0-10 Years Old) & Soil Type Available | 2.9215 | 3 | 3 | 3 | 2.5 | Property Parcels | 1 | Aquifer - Onehunga Volcanic Aquifer | 1 | 1.09 | 0.05934 | Modelled Flow Data Used & Depth Available | 102.6948 | 8
1679 | 1830 | 15615 | 10005046 | 193862 | DSB9D | Branch 9 Diversion | Gravity | Pipe | Buried | OP | CONC | None | 1959-06-30 | 33.29 | 33.12 | dwg | WI | Transmission | Legacy | 2 |  |  | 4 | 635 | [5 empty] | 74548 | NA |  | 42.02 |  | WSL |  | Waikato,Te Kawerau a Maki,Ngāti Whātua,Ngāti Maru,Ngāti Whātua o Ōrākei,Ngāti Tamaoho,Ngāti Tamaterā,Ngāi Tai ki Tāmaki,Ngāti Hako,Te Ākitai Waiohua | 2.24 | 2 | 2 | 2016 | te puna wai | no | 1 | 1 | 3 | CCTV Available (0-10 Years Old) & Soil Type Available | 2.9196 | 3 | 3 | 3 | 2.5 | Property Parcels | 1 |  | 1 | 1.09 | 0.056255 | Modelled Flow Data Used & Depth Available | 42.0174 | 8
332 | 344 | 15689 | 10008017 | 196571 | DSSIN | Southern Interceptor | Gravity | Pipe | Buried | OP | CONC | None | 1965-06-30 | 4.45 | 4.39 | dwg | SI | Transmission | Legacy | 1 |  |  | 4 | 750 | [5 empty] | 77355 | NA |  | 52.89 |  | WSL |  | Waikato,Ngāti Maru,Ngāti Tamaoho,Ngāti Whanaunga,Ngāti Tamaterā,Ngāti Pāoa,Ngāi Tai ki Tāmaki,Ngāti Hako,Te Ākitai Waiohua | 2 | 2 | 2 | 2019 | CCTV Footage Review Log South_Latest.xls | no | 1 | 3 | 2 | CCTV Available (0-10 Years Old) & Soil Type Available | 2.9185 | 3 | 3 | 3 | 2.5 | Property Parcels | 1 |  | 1 | 1.09 | 0.054431 | Modelled Flow Data Used & Depth Available | 52.887 | 8
904 | 954 | 16345 | 10005059 | 193941 | DSBBH | Bucklands Beach Branch | Gravity | Pipe | Buried | OP | CONC | None | 1966-06-30 | 10.31 | 10.01 | dwg | HI | Transmission | Legacy | 2 |  |  | 4 | 600 | [5 empty] | 74578 | NA |  | 93.84 |  | WSL |  | Waikato,Ngāti Maru,Ngāti Tamaoho,Ngāti Whanaunga,Ngāti Tamaterā,Ngāti Pāoa,Ngāi Tai ki Tāmaki,Ngāti Hako,Te Ākitai Waiohua | 2 | 2 | 2 | 2018 | te puna wai | no | 1 | 1 | 2 | CCTV Available (0-10 Years Old) & Soil Type Available | 2.9174 | 3 | 3 | 3 | 2.5 | Property Parcels | 1 |  | 1 | 1.09 | 0.052719 | Modelled Flow Data Used & Depth Available | 93.8421 | 8
900 | 950 | 16349 | 10005063 | 193942 | DSBBH | Bucklands Beach Branch | Gravity | Pipe | Buried | OP | CONC | None | 1966-06-30 | 11.44 | 11.17 | dwg | HI | Transmission | Legacy | 2 |  |  | 4 | 600 | [5 empty] | 74582 | NA |  | 95.74 |  | WSL |  | Waikato,Ngāti Maru,Ngāti Tamaoho,Ngāti Whanaunga,Ngāti Tamaterā,Ngāti Pāoa,Ngāi Tai ki Tāmaki,Ngāti Hako,Te Ākitai Waiohua | 2 | 2 | 2 | 2018 | te puna wai | no | 1 | 3 | 2 | CCTV Available (0-10 Years Old) & Soil Type Available | 2.9172 | 3 | 3 | 3 | 2.5 | Property Parcels | 1 |  | 1 | 1.09 | 0.052323 | Modelled Flow Data Used & Depth Available | 95.7413 | 8
901 | 951 | 16348 | 10005062 | 193895 | DSBBH | Bucklands Beach Branch | Gravity | Pipe | Buried | OP | CONC | None | 1966-06-30 | 11.17 | 10.86 | dwg | HI | Transmission | Legacy | 2 |  |  | 4 | 600 | [5 empty] | 74581 | NA |  | 107.4 |  | WSL |  | Waikato,Ngāti Maru,Ngāti Tamaoho,Ngāti Whanaunga,Ngāti Tamaterā,Ngāti Pāoa,Ngāi Tai ki Tāmaki,Ngāti Hako,Te Ākitai Waiohua | 2 | 2 | 2 | 2018 | te puna wai | no | 1 | 1 | 2 | CCTV Available (0-10 Years Old) & Soil Type Available | 2.9172 | 3 | 3 | 3 | 2.5 | Property Parcels | 1 |  | 1 | 1.09 | 0.052291 | Modelled Flow Data Used & Depth Available | 107.3958 | 8
902 | 952 | 16347 | 10005061 | 193696 | DSBBH | Bucklands Beach Branch | Gravity | Pipe | Buried | OP | CONC | None | 1966-06-30 | 10.86 | 10.55 | dwg | HI | Transmission | Legacy | 2 |  |  | 4 | 600 | [5 empty] | 74580 | NA |  | 106 |  | WSL |  | Waikato,Ngāti Maru,Ngāti Tamaoho,Ngāti Whanaunga,Ngāti Tamaterā,Ngāti Pāoa,Ngāi Tai ki Tāmaki,Ngāti Hako,Te Ākitai Waiohua | 2 | 2 | 2 | 2018 | te puna wai | no | 1 | 1 | 2 | CCTV Available (0-10 Years Old) & Soil Type Available | 2.9171 | 3 | 3 | 3 | 2.5 | Property Parcels | 1 |  | 1 | 1.09 | 0.052269 | Modelled Flow Data Used & Depth Available | 106.001 | 8
897 | 947 | 16352 | 10005066 | 193896 | DSBBH | Bucklands Beach Branch | Gravity | Pipe | Buried | OP | CONC | None | 1966-06-30 | 12.27 | 12 | dwg | HI | Transmission | Legacy | 2 |  |  | 4 | 600 | [5 empty] | 74585 | NA |  | 92.97 |  | WSL |  | Waikato,Ngāti Maru,Ngāti Tamaoho,Te Patukirikiri,Ngāti Whanaunga,Ngāti Tamaterā,Ngāti Pāoa,Ngāi Tai ki Tāmaki,Ngāti Hako,Te Ākitai Waiohua | 2 | 2 | 2 | 2018 | te puna wai | no | 1 | 1 | 2 | CCTV Available (0-10 Years Old) & Soil Type Available | 2.9168 | 3 | 3 | 3 | 2.5 | Property Parcels | 1 |  | 1 | 1.09 | 0.051628 | Modelled Flow Data Used & Depth Available | 92.9727 | 8
898 | 948 | 16351 | 10005065 | 193703 | DSBBH | Bucklands Beach Branch | Gravity | Pipe | Buried | OP | CONC | None | 1966-06-30 | 12 | 11.71 | dwg | HI | Transmission | Legacy | 2 |  |  | 4 | 600 | [5 empty] | 74584 | NA |  | 102.68 |  | WSL |  | Waikato,Ngāti Maru,Ngāti Tamaoho,Ngāti Whanaunga,Ngāti Tamaterā,Ngāti Pāoa,Ngāi Tai ki Tāmaki,Ngāti Hako,Te Ākitai Waiohua | 2 | 2 | 2 | 2018 | te puna wai | no | 1 | 3 | 2 | CCTV Available (0-10 Years Old) & Soil Type Available | 2.9167 | 3 | 3 | 3 | 2.5 | Property Parcels | 1 |  | 1 | 1.09 | 0.051622 | Modelled Flow Data Used & Depth Available | 102.6753 | 8
899 | 949 | 16350 | 10005064 | 194141 | DSBBH | Bucklands Beach Branch | Gravity | Pipe | Buried | OP | CONC | None | 1966-06-30 | 11.71 | 11.44 | dwg | HI | Transmission | Legacy | 2 |  |  | 4 | 600 | [5 empty] | 74583 | NA |  | 86.55 |  | WSL |  | Waikato,Ngāti Maru,Ngāti Tamaoho,Ngāti Whanaunga,Ngāti Tamaterā,Ngāti Pāoa,Ngāi Tai ki Tāmaki,Ngāti Hako,Te Ākitai Waiohua | 2 | 2 | 2 | 2018 | te puna wai | no | 1 | 3 | 2 | CCTV Available (0-10 Years Old) & Soil Type Available | 2.9167 | 3 | 3 | 3 | 2.5 | Property Parcels | 1 |  | 1 | 1.09 | 0.05159 | Modelled Flow Data Used & Depth Available | 86.5524 | 8
68 | 74 | 15334 | 10007070 | 196433 | DSORM | Orakei Main Sewer | Gravity | Pipe | Buried | OP | BRICK | None | 1911-06-30 | 4.47 | 4.43 | dwg | OM | Transmission | Legacy | 1 |  |  | 4 | 1800 | [5 empty] | 76273 | NA |  | 95.76 |  | WSL |  | Te Kawerau a Maki,Ngāti Whātua,Ngāti Maru,Ngāti Whātua o Ōrākei,Ngāti Tamaoho,Ngāti Tamaterā,Ngāi Tai ki Tāmaki,Ngāti Hako,Te Ākitai Waiohua | 3.08 | 3 | 3 | 2013 | CCTV Footage Review Log South_Latest.xls | no | 1 | 1 | 4 | CCTV Available (10-20 Years Old) & Soil Type Available | 2.9149 | 3 | 4 | 5 | 1 |  | 1 |  | 5 | 0.895 | 0.19449 | Modelled Flow Data Used & Depth Available | 95.7645 | 14
3275 | 3540 | 927430 | 10089955 | 194562 | DSCTB | Castor Bay Branch Sewer TS7A | Gravity | Pipe | Buried | OP | CONC | None | 1962-01-01 |  |  | dwg | NI | Transmission | Legacy | 2 |  |  | 4 | 355 | [5 empty] | 64422 | NA |  | 55.85 |  | WSL |  | Te Kawerau a Maki,Ngāti Whātua,Ngāti Maru,Ngāti Whātua o Ōrākei,Ngāti Tamaoho,Ngāti Manuhiri,Te Patukirikiri,Ngāti Whanaunga,Ngāti Tamaterā,Ngāti Pāoa,Ngāi Tai ki Tāmaki,Ngāti Hako,Te Ākitai Waiohua | 3.1 | 3 | 3 | 2015 | te puna wai | no | 5 | 1 | 3 | CCTV Available (0-10 Years Old) & Soil Type Available | 2.912 | 3 | 1 | 1 | 2.5 | Property Parcels | 4 | NZ River Lines | 1.5 | 1.26 | 0.2 | Diameter Used For Flow Approximation & Depth Available | 55.8492 | 14
1777 | 1938 | 15878 | 10007717 | 196276 | DSPPC | Papatoetoe North Central Branch | Gravity | Pipe | Piered | OP | CLS | None | 2001-05-31 | 4.44 | 4.35 | dwg | SI | Transmission | Legacy | 2 |  |  | 4 | 310 | [5 empty] | 77013 | NA |  | 18.4 |  | WSL |  | Waikato,Te Kawerau a Maki,Ngāti Maru,Ngāti Tamaoho,Ngāti Tamaterā,Ngāi Tai ki Tāmaki,Ngāti Hako,Te Ākitai Waiohua | 2 | 2 | 2 | 2021 | CCTV Footage Review Log South_Latest.xls | no | 5 | 3 | 1 | CCTV Available (0-10 Years Old) & Soil Type Available | 2.912 | 3 | 1 | 1 | 2.5 | Property Parcels | 4 | NZ River Lines | 1.5 | 1.26 | 0.2 | Diameter Used For Flow Approximation & Depth Available | 18.4028 | 8
2043 | 2238 | 17603 | 10009058 | 197218 | DSTSE | Tamaki South East Branch | Gravity | Pipe | Buried | OP | CONC | None | 2001-01-21 | 16.35 | 16.27 | dwg | TE | Transmission | Legacy | 2 |  |  | 4 | 825 | [5 empty] | 78154 | NA |  | 60.16 |  | WSL |  | Waikato,Ngāti Maru,Ngāti Tamaoho,Ngāti Whanaunga,Ngāti Tamaterā,Ngāti Pāoa,Ngāi Tai ki Tāmaki,Ngāti Hako,Te Ākitai Waiohua | 1.83 | 2 | 1 | 1999 | te puna wai | no | 5 | 3 | 1 | CCTV Available (20-30 Years Old) & Soil Type Available | 2.911 | 3 | 2 | 4 | 1 |  | 4 | NZ River Lines | 5 | 1.11 | 0.02431 | Modelled Flow Data Used & Depth Available | 60.1641 | 8
4012 | 4290 | 929554 | 10087925 | 194954 | DSHKI | Hauraki Branch Sewer TS3A | Gravity | Pipe | Buried | OP | CONC | None | 1963-01-01 |  |  | dwg | NI | Transmission | Legacy | 2 |  |  | 4 | 600 | [5 empty] | 64838 | NA |  | 15.63 |  | WSL |  | Te Kawerau a Maki,Ngāti Whātua,Ngāti Maru,Ngāti Whātua o Ōrākei,Ngāti Tamaoho,Te Patukirikiri,Ngāti Whanaunga,Ngāti Tamaterā,Ngāti Pāoa,Ngāi Tai ki Tāmaki,Ngāti Hako,Te Ākitai Waiohua | 2.24 | 2 | 2 | 2017 | te puna wai | no | 1 | 1 | 3 | CCTV Available (0-10 Years Old) & Soil Type Available | 2.9061 | 3 | 1 | 3 | 2.5 | Property Parcels | 1 |  | 1.5 | 1.105 | 0.0015314 | Modelled Flow Data Used & Depth Available | 15.6332 | 8
3672 | 3947 | 2558666 | 10088459 | 195794 | DSNTH | North Branch Sewer TS30 | Gravity | Pipe | Buried | OP | CONC | None | 2014-07-31 | 14.02 | 13.79 | 0.1s | NI | Transmission | R0007574 | 2 |  |  | 4 | 825 | [5 empty] | 65180 | NA |  | 105.7 |  | WSL |  | Te Kawerau a Maki,Ngāti Whātua,Ngāti Maru,Ngāti Whātua o Kaipara,Ngāti Whātua o Ōrākei,Ngāti Tamaoho,Ngāti Manuhiri,Ngāti Whanaunga,Ngāti Tamaterā,Ngāti Pāoa,Ngāi Tai ki Tāmaki,Ngāti Hako,Te Ākitai Waiohua | 1.97 | 2 |  |  |  | no | 5 | 3 | 1 | CCTV NOT Available or Over 30 Years Old & Soil Type Available | 2.906 | 3 | 2 | 4 | 1 |  | 4 | NZ River Lines | 5 | 1.11 | 0.054364 | Modelled Flow Data Used & Depth Available | 105.6982 | 8
3665 | 3940 | 2558673 | 10088455 | 195793 | DSNTH | North Branch Sewer TS30 | Gravity | Pipe | Buried | OP | CONC | None | 2014-07-31 | 12.72 | 12.4 | 0.1s | NI | Transmission | R0007574 | 2 |  |  | 4 | 1050 | [5 empty] | 65175 | NA |  | 179.74 |  | WSL |  | Te Kawerau a Maki,Ngāti Whātua,Ngāti Maru,Ngāti Whātua o Kaipara,Ngāti Whātua o Ōrākei,Ngāti Tamaoho,Ngāti Manuhiri,Ngāti Whanaunga,Ngāti Tamaterā,Ngāti Pāoa,Ngāi Tai ki Tāmaki,Ngāti Hako,Te Ākitai Waiohua | 1.97 | 2 |  |  |  | no | 5 | 3 | 1 | CCTV NOT Available or Over 30 Years Old & Soil Type Available | 2.9048 | 3 | 2 | 4 | 1 |  | 4 | NZ River Lines | 5 | 1.11 | 0.062021 | Modelled Flow Data Used & Depth Available | 179.7416 | 8
2080 | 2281 | 17377 | 10004879 | 193483 | DSB7A | Branch 7A Morningside | Gravity | Pipe | Buried | OP | CONC | CIP | 1995-06-30 |  |  | dwg | OM | Transmission | Legacy | 2 |  |  | 4 | 675 | [5 empty] | 74456 | NA |  | 36.56 |  | WSL |  | Waikato,Te Kawerau a Maki,Ngāti Whātua,Ngāti Maru,Ngāti Whātua o Ōrākei,Ngāti Tamaoho,Ngāti Tamaterā,Ngāi Tai ki Tāmaki,Ngāti Hako,Te Ākitai Waiohua | 2 | 2 | 2 | 2017 | CCTV Footage Review Log South_Latest.xls | no | 3 | 3 | 1 | CCTV Available (0-10 Years Old) & Soil Type Available | 2.9046 | 3 | 2 | 3 | 2.5 | Property Parcels | 1 | Aquifer - Western Springs Volcanic Aquifer | 1.5 | 1.105 | 0.018693 | Modelled Flow Data Used & Depth Available | 36.5554 | 8
4008 | 4286 | 927236 | 10088211 | 195511 | DSMFB | Milford Beach Branch Sewer TS6C | Gravity | Pipe | Buried | OP | CONC | None | 1965-01-01 |  |  | dwg | NI | Transmission | Legacy | 2 |  |  | 4 | 600 | [5 empty] | 65045 | NA |  | 19.94 |  | WSL |  | Te Kawerau a Maki,Ngāti Whātua,Ngāti Maru,Ngāti Whātua o Ōrākei,Ngāti Tamaoho,Ngāti Manuhiri,Te Patukirikiri,Ngāti Whanaunga,Ngāti Tamaterā,Ngāti Pāoa,Ngāi Tai ki Tāmaki,Ngāti Hako,Te Ākitai Waiohua | 2.29 | 2 |  |  |  | no | 3 | 3 | 2 | CCTV NOT Available or Over 30 Years Old & Soil Type Available | 2.9033 | 3 | 1 | 3 | 2.5 | Property Parcels | 1 |  | 1.5 | 1.105 | 0.0045942 | Modelled Flow Data Used & Depth Available | 19.9386 | 8
3856 | 4133 | 917662 | 10088212 | 196054 | DSMFB | Milford Beach Branch Sewer TS6C | Gravity | Pipe | Buried | OP | CONC | None | 1965-01-01 |  |  | dwg | NI | Transmission | Legacy | 2 |  |  | 4 | 600 | [5 empty] | 65046 | NA |  | 16.65 |  | WSL |  | Te Kawerau a Maki,Ngāti Whātua,Ngāti Maru,Ngāti Whātua o Ōrākei,Ngāti Tamaoho,Ngāti Manuhiri,Te Patukirikiri,Ngāti Whanaunga,Ngāti Tamaterā,Ngāti Pāoa,Ngāi Tai ki Tāmaki,Ngāti Hako,Te Ākitai Waiohua | 2.29 | 2 |  |  |  | no | 3 | 3 | 2 | CCTV NOT Available or Over 30 Years Old & Soil Type Available | 2.9033 | 3 | 1 | 3 | 2.5 | Property Parcels | 1 |  | 1.5 | 1.105 | 0.0045942 | Modelled Flow Data Used & Depth Available | 16.6523 | 8
1744 | 1901 | 23538 | 10008332 | 196973 | DSSP2 | Sylvia Park Rising Main 2 | Rising | Pipe | Buried | OP | PE | None | 2005-06-30 |  |  | 0.1s | EI | Transmission | DC06009 | 2 |  |  | 4 | 450 | [5 empty] | 77474 | NA |  | 138.77 |  | WSL |  | Waikato,Te Kawerau a Maki,Ngāti Whātua,Ngāti Maru,Ngāti Whātua o Ōrākei,Ngāti Tamaoho,Ngāti Whanaunga,Ngāti Tamaterā,Ngāti Pāoa,Ngāi Tai ki Tāmaki,Ngāti Hako,Te Ākitai Waiohua | 1.76 | 2 |  |  |  | no | 5 | 1 | 1 | CCTV NOT Available or Over 30 Years Old & Soil Type Available | 2.903 | 3 | 2 | 4 | 2.5 | Property Parcels | 1 |  | 1.5 | 1.17 | 0.4 | Diameter Used For Flow Approximation & Depth Available | 138.7662 | 8
1742 | 1899 | 23973 | 10008308 | 196820 | DSSP1 | Sylvia Park Rising Main 1 | Rising | Pipe | Buried | OP | PE | None | 2005-06-30 |  |  | 0.1s | EI | Transmission | DC06009 | 2 |  |  | 4 | 450 | [5 empty] | 77450 | NA |  | 137.33 |  | WSL |  | Waikato,Te Kawerau a Maki,Ngāti Whātua,Ngāti Maru,Ngāti Whātua o Ōrākei,Ngāti Tamaoho,Ngāti Whanaunga,Ngāti Tamaterā,Ngāti Pāoa,Ngāi Tai ki Tāmaki,Ngāti Hako,Te Ākitai Waiohua | 1.76 | 2 |  |  |  | no | 5 | 1 | 1 | CCTV NOT Available or Over 30 Years Old & Soil Type Available | 2.903 | 3 | 2 | 4 | 2.5 | Property Parcels | 1 |  | 1.5 | 1.17 | 0.4 | Diameter Used For Flow Approximation & Depth Available | 137.3317 | 8
2565 | 2788 | 17741 | 10005627 | 194623 | DSGLD | Glendowie Branch | Rising | Pipe | Buried | OP | CONC | None | 1966-06-30 |  |  | dwg | EI | Transmission | Legacy | 2 |  |  | 4 | 450 | [5 empty] | 75056 | NA |  | 57.54 |  | WSL |  | Waikato,Te Kawerau a Maki,Ngāti Whātua,Ngāti Maru,Ngāti Whātua o Ōrākei,Ngāti Tamaoho,Te Patukirikiri,Ngāti Whanaunga,Ngāti Tamaterā,Ngāti Pāoa,Ngāi Tai ki Tāmaki,Ngāti Hako,Te Ākitai Waiohua | 2.46 | 2 |  |  |  | no | 5 | 1 | 2 | CCTV NOT Available or Over 30 Years Old & Soil Type Available | 2.903 | 3 | 2 | 4 | 2.5 | Property Parcels | 1 |  | 1.5 | 1.17 | 0.4 | Diameter Used For Flow Approximation & Depth Available | 57.536 | 8
869 | 912 | 17743 | 10005629 | 194475 | DSGLD | Glendowie Branch | Rising | Pipe | Buried | OP | CONC | None | 1966-06-30 |  |  | dwg | EI | Transmission | Legacy | 2 |  |  | 4 | 450 | [5 empty] | 75057 | NA |  | 51.92 |  | WSL |  | Waikato,Te Kawerau a Maki,Ngāti Whātua,Ngāti Maru,Ngāti Whātua o Ōrākei,Ngāti Tamaoho,Te Patukirikiri,Ngāti Whanaunga,Ngāti Tamaterā,Ngāti Pāoa,Ngāi Tai ki Tāmaki,Ngāti Hako,Te Ākitai Waiohua | 2.46 | 2 |  |  |  | no | 5 | 1 | 2 | CCTV NOT Available or Over 30 Years Old & Soil Type Available | 2.903 | 3 | 2 | 4 | 2.5 | Property Parcels | 1 |  | 1.5 | 1.17 | 0.4 | Diameter Used For Flow Approximation & Depth Available | 51.919 | 8
3978 | 4256 | 922671 | 10090272 | 194152 | DSECB | East Coast Bays Branch Sewer TS7 | Rising | Pipe | Buried | OP | CLS | None | 1965-01-01 |  |  | dwg | NI | Transmission | Legacy | 2 |  |  | 4 | 457 | [5 empty] | 64610 | NA |  | 39.16 |  | WSL |  | Te Kawerau a Maki,Ngāti Whātua,Ngāti Maru,Ngāti Whātua o Ōrākei,Ngāti Tamaoho,Ngāti Manuhiri,Te Patukirikiri,Ngāti Whanaunga,Ngāti Tamaterā,Ngāti Pāoa,Ngāi Tai ki Tāmaki,Ngāti Hako,Te Ākitai Waiohua | 4.58 | 5 |  |  |  | no | 5 | 1 | 5 | CCTV NOT Available or Over 30 Years Old & Soil Type Available | 2.903 | 3 | 2 | 4 | 2.5 | Property Parcels | 1 |  | 1.5 | 1.17 | 0.4 | Diameter Used For Flow Approximation & Depth Available | 39.1638 | 22
1740 | 1897 | 23537 | 10008311 | 197543 | DSSP1 | Sylvia Park Rising Main 1 | Rising | Pipe | Buried | OP | PE | None | 2005-06-30 |  |  | 0.1s | EI | Transmission | DC06009 | 2 |  |  | 4 | 450 | [5 empty] | 77453 | NA |  | 10.28 |  | WSL |  | Waikato,Te Kawerau a Maki,Ngāti Whātua,Ngāti Maru,Ngāti Whātua o Ōrākei,Ngāti Tamaoho,Ngāti Whanaunga,Ngāti Tamaterā,Ngāti Pāoa,Ngāi Tai ki Tāmaki,Ngāti Hako,Te Ākitai Waiohua | 1.76 | 2 |  |  |  | no | 5 | 1 | 1 | CCTV NOT Available or Over 30 Years Old & Soil Type Available | 2.903 | 3 | 2 | 4 | 2.5 | Property Parcels | 1 |  | 1.5 | 1.17 | 0.4 | Diameter Used For Flow Approximation & Depth Available | 10.2775 | 8
1741 | 1898 | 23535 | 10008309 | 197144 | DSSP1 | Sylvia Park Rising Main 1 | Rising | Pipe | Buried | OP | PE | None | 2005-06-30 |  |  | 0.1s | EI | Transmission | DC06009 | 2 |  |  | 4 | 450 | [5 empty] | 77451 | NA |  | 6.98 |  | WSL |  | Waikato,Te Kawerau a Maki,Ngāti Whātua,Ngāti Maru,Ngāti Whātua o Ōrākei,Ngāti Tamaoho,Ngāti Whanaunga,Ngāti Tamaterā,Ngāti Pāoa,Ngāi Tai ki Tāmaki,Ngāti Hako,Te Ākitai Waiohua | 1.76 | 2 |  |  |  | no | 5 | 1 | 1 | CCTV NOT Available or Over 30 Years Old & Soil Type Available | 2.903 | 3 | 2 | 4 | 2.5 | Property Parcels | 1 |  | 1.5 | 1.17 | 0.4 | Diameter Used For Flow Approximation & Depth Available | 6.9785 | 8
1743 | 1900 | 23536 | 10008333 | 197148 | DSSP2 | Sylvia Park Rising Main 2 | Rising | Pipe | Buried | OP | PE | None | 2005-06-30 |  |  | 0.1s | EI | Transmission | DC06009 | 2 |  |  | 4 | 450 | [5 empty] | 77475 | NA |  | 5.72 |  | WSL |  | Waikato,Te Kawerau a Maki,Ngāti Whātua,Ngāti Maru,Ngāti Whātua o Ōrākei,Ngāti Tamaoho,Ngāti Whanaunga,Ngāti Tamaterā,Ngāti Pāoa,Ngāi Tai ki Tāmaki,Ngāti Hako,Te Ākitai Waiohua | 1.76 | 2 |  |  |  | no | 5 | 1 | 1 | CCTV NOT Available or Over 30 Years Old & Soil Type Available | 2.903 | 3 | 2 | 4 | 2.5 | Property Parcels | 1 |  | 1.5 | 1.17 | 0.4 | Diameter Used For Flow Approximation & Depth Available | 5.7249 | 8
870 | 913 | 17744 | 10005630 | 194827 | DSGLD | Glendowie Branch | Rising | Pipe | Buried | OP | CLS | None | 1966-06-30 |  |  | dwg | EI | Transmission | Legacy | 2 |  |  | 4 | 470 | [5 empty] | 75058 | NA |  | 1.38 |  | WSL |  | Waikato,Te Kawerau a Maki,Ngāti Whātua,Ngāti Maru,Ngāti Whātua o Ōrākei,Ngāti Tamaoho,Te Patukirikiri,Ngāti Whanaunga,Ngāti Tamaterā,Ngāti Pāoa,Ngāi Tai ki Tāmaki,Ngāti Hako,Te Ākitai Waiohua | 4.58 | 5 |  |  |  | no | 5 | 1 | 5 | CCTV NOT Available or Over 30 Years Old & Soil Type Available | 2.903 | 3 | 2 | 4 | 2.5 | Property Parcels | 1 |  | 1.5 | 1.17 | 0.4 | Diameter Used For Flow Approximation & Depth Available | 1.3835 | 22 | Confirm scope of existing project
2958 | 3216 | 942250 | 10089099 | 195360 | DSMFD | Milford Branch Sewer TS6 | Rising | Pipe | Buried | OP | CONC | CIP | 1961-01-01 |  |  | dwg | NI | Transmission | R0002668 | 2 |  |  | 4 | 457 | [5 empty] | 65053 | NA |  | 97.38 |  | WSL |  | Te Kawerau a Maki,Ngāti Whātua,Ngāti Maru,Ngāti Whātua o Ōrākei,Ngāti Tamaoho,Ngāti Manuhiri,Te Patukirikiri,Ngāti Whanaunga,Ngāti Tamaterā,Ngāti Pāoa,Ngāi Tai ki Tāmaki,Ngāti Hako,Te Ākitai Waiohua | 1.59 | 2 |  |  |  | no | 3 | 3 | 1 | CCTV NOT Available or Over 30 Years Old & Soil Type Available | 2.903 | 3 | 2 | 4 | 2.5 | Property Parcels | 1 |  | 1.5 | 1.17 | 0.4 | Diameter Used For Flow Approximation & Depth Available | 97.3761 | 8
2896 | 3151 | 1675287 | 10078064 | 197484 | DSWHE | Whenuapai Branch | Rising | Pipe | Buried | OP | PE | None | 2012-11-22 | 8.88 | 31.24 | 0.1s | WI | Transmission | T0000299 | 2 |  |  | 4 | 400 | [5 empty] | 78349 | NA |  | 779.73 |  | WSL |  | Te Kawerau a Maki,Ngāti Whātua,Ngāti Maru,Ngāti Whātua o Kaipara,Ngāti Whātua o Ōrākei,Ngāti Tamaoho,Ngāti Manuhiri,Ngāti Tamaterā,Ngāti Hako,Te Ākitai Waiohua | 1.21 | 1 |  |  |  | no | 1 | 3 | 1 | CCTV NOT Available or Over 30 Years Old & Soil Type Available | 2.903 | 3 | 2 | 4 | 2.5 | Property Parcels | 1 |  | 1.5 | 1.17 | 0.4 | Diameter Used For Flow Approximation & Depth Available | 779.7285 | 4
1397 | 1492 | 17366 | 10007693 | 196414 | DSPNR | Penrose Branch | Rising | Pipe | Buried | OP | CLS | None | 1999-06-30 |  |  | dwg | EI | Transmission | Legacy | 2 |  |  | 4 | 400 | [5 empty] | 76997 | NA |  | 407.28 |  | WSL |  | Waikato,Te Kawerau a Maki,Ngāti Whātua,Ngāti Maru,Ngāti Whātua o Ōrākei,Ngāti Tamaoho,Ngāti Tamaterā,Ngāti Pāoa,Ngāi Tai ki Tāmaki,Ngāti Hako,Te Ākitai Waiohua | 1 | 1 |  |  |  | no | 1 | 1 | 1 | CCTV NOT Available or Over 30 Years Old & Soil Type Available | 2.903 | 3 | 2 | 4 | 2.5 | Property Parcels | 1 | Significant Ecological Area - SEA_T_5308, Aquifer - Auckland Isthmus Volcanic Aquifer | 1.5 | 1.17 | 0.4 | Diameter Used For Flow Approximation & Depth Available | 407.2783 | 4
2564 | 2787 | 17745 | 10005631 | 194624 | DSGLD | Glendowie Branch | Rising | Pipe | Buried | OP | CONC | None | 1966-06-30 |  |  | dwg | EI | Transmission | Legacy | 2 |  |  | 4 | 450 | [5 empty] | 75059 | NA |  | 115.21 |  | WSL |  | Waikato,Te Kawerau a Maki,Ngāti Whātua,Ngāti Maru,Ngāti Whātua o Ōrākei,Ngāti Tamaoho,Te Patukirikiri,Ngāti Whanaunga,Ngāti Tamaterā,Ngāti Pāoa,Ngāi Tai ki Tāmaki,Ngāti Hako,Te Ākitai Waiohua | 1.71 | 2 |  |  |  | no | 1 | 1 | 2 | CCTV NOT Available or Over 30 Years Old & Soil Type Available | 2.903 | 3 | 2 | 4 | 2.5 | Property Parcels | 1 |  | 1.5 | 1.17 | 0.4 | Diameter Used For Flow Approximation & Depth Available | 115.2141 | 8
3288 | 3554 | 920070 | 10088151 | 195602 | DSKHK | Kahika Branch Sewer TS11 | Rising | Pipe | Buried | OP | CLS | None | 2002-02-07 |  |  | dwg | NI | Transmission | Legacy | 2 |  |  | 4 | 450 | [5 empty] | 64984 | NA |  | 88.86 |  | WSL |  | Te Kawerau a Maki,Ngāti Whātua,Ngāti Maru,Ngāti Whātua o Ōrākei,Ngāti Tamaoho,Ngāti Manuhiri,Ngāti Whanaunga,Ngāti Tamaterā,Ngāti Pāoa,Ngāi Tai ki Tāmaki,Ngāti Hako,Te Ākitai Waiohua | 1 | 1 |  |  |  | no | 1 | 1 | 1 | CCTV NOT Available or Over 30 Years Old & Soil Type Available | 2.903 | 3 | 2 | 4 | 2.5 | Property Parcels | 1 |  | 1.5 | 1.17 | 0.4 | Diameter Used For Flow Approximation & Depth Available | 88.8574 | 4
3667 | 3942 | 904524 | 10088152 | 195071 | DSKHK | Kahika Branch Sewer TS11 | Rising | Pipe | Buried | OP | CLS | None | 2002-02-07 | 4.3 | 3.63 | dwg | NI | Transmission | Legacy | 2 |  |  | 4 | 450 | [5 empty] | 64983 | NA |  | 78.04 |  | WSL |  | Te Kawerau a Maki,Ngāti Whātua,Ngāti Maru,Ngāti Whātua o Ōrākei,Ngāti Tamaoho,Ngāti Manuhiri,Ngāti Whanaunga,Ngāti Tamaterā,Ngāti Pāoa,Ngāi Tai ki Tāmaki,Ngāti Hako,Te Ākitai Waiohua | 1 | 1 |  |  |  | no | 1 | 1 | 1 | CCTV NOT Available or Over 30 Years Old & Soil Type Available | 2.903 | 3 | 2 | 4 | 2.5 | Property Parcels | 1 |  | 1.5 | 1.17 | 0.4 | Diameter Used For Flow Approximation & Depth Available | 78.0405 | 4
2754 | 2996 | 27514 | 10000828 | 192924 | DPHNG | PS 63 Hingaia | Rising | Pipe | Buried | OP | CLS | None | 2007-05-21 |  |  | 0.1s | SI | Transmission | DC07046 | 2 |  |  | 4 | 400 | [5 empty] | 70772 | NA |  | 16.5 |  | WSL |  | Waikato,Ngāti Maru,Ngāti Tamaoho,Ngāti Tamaterā,Ngāti Pāoa,Ngāi Tai ki Tāmaki,Ngāti Hako,Te Ākitai Waiohua | 1.21 | 1 |  |  |  | no | 1 | 3 | 1 | CCTV NOT Available or Over 30 Years Old & Soil Type Available | 2.903 | 3 | 2 | 4 | 2.5 | Property Parcels | 1 |  | 1.5 | 1.17 | 0.4 | Diameter Used For Flow Approximation & Depth Available | 16.495 | 4
2994 | 3254 | 2569236 | 10089115 | 192937 | DPKAH | Kahika Pump Station and Storage Tank | Rising | Pipe | Buried | OP | CLS | None | 2002-02-07 | 4.3 | 3.63 | dwg | NI | Transmission | Legacy | 2 |  |  | 4 | 450 | [5 empty] | 63353 | NA |  | 10.51 |  | WSL |  | Te Kawerau a Maki,Ngāti Whātua,Ngāti Maru,Ngāti Whātua o Ōrākei,Ngāti Tamaoho,Ngāti Manuhiri,Ngāti Whanaunga,Ngāti Tamaterā,Ngāti Pāoa,Ngāi Tai ki Tāmaki,Ngāti Hako,Te Ākitai Waiohua | 1 | 1 |  |  |  | no | 1 | 1 | 1 | CCTV NOT Available or Over 30 Years Old & Soil Type Available | 2.903 | 3 | 2 | 4 | 2.5 | Property Parcels | 1 |  | 1.5 | 1.17 | 0.4 | Diameter Used For Flow Approximation & Depth Available | 10.5143 | 4
4672 | 735924 | 5642388 | 0 | 82639635 | DSDRU | Drury Branch Sewer | Rising | Pipe | Buried | OP | PE | None | 2020-12-01 |  |  | 0.1s | SI | Transmission | 2013131 | 2 |  |  |  | 450 | ASBUILT | ASBUILT | ASBUILT | ASBUILT | CONS | 82593619 |  |  | 10.5 | ASBUILT | WSL |  | Waikato,Ngāti Maru,Ngāti Tamaoho,Ngāti Tamaterā,Ngāti Pāoa,Ngāi Tai ki Tāmaki,Ngāti Hako,Te Ākitai Waiohua | 1.21 | 1 |  |  |  | no | 1 | 3 | 1 | CCTV NOT Available or Over 30 Years Old & Soil Type Available | 2.903 | 3 | 2 | 4 | 2.5 | Property Parcels | 1 |  | 1.5 | 1.17 | 0.4 | Diameter Used For Flow Approximation & Depth Available | 10.5836 | 4
2975 | 3235 | 2569237 | 10089116 | 192935 | DPKAH | Kahika Pump Station and Storage Tank | Rising | Pipe | Buried | OP | CLS | None | 2002-02-07 |  |  | dwg | NI | Transmission | Legacy | 2 |  |  | 4 | 450 | [5 empty] | 63354 | NA |  | 9.89 |  | WSL |  | Te Kawerau a Maki,Ngāti Whātua,Ngāti Maru,Ngāti Whātua o Ōrākei,Ngāti Tamaoho,Ngāti Manuhiri,Ngāti Whanaunga,Ngāti Tamaterā,Ngāti Pāoa,Ngāi Tai ki Tāmaki,Ngāti Hako,Te Ākitai Waiohua | 1 | 1 |  |  |  | no | 1 | 1 | 1 | CCTV NOT Available or Over 30 Years Old & Soil Type Available | 2.903 | 3 | 2 | 4 | 2.5 | Property Parcels | 1 |  | 1.5 | 1.17 | 0.4 | Diameter Used For Flow Approximation & Depth Available | 9.8853 | 4
4702 | 744631 | 5716114 | 0 | 82724139 | DPBRM | Bremner Wastewater Pump Station (PS90) | Rising | Pipe | In Build | OP | CLS | None | 2020-04-07 |  |  | 0.1s | SI | Transmission | 2012923.00 | 2 |  |  |  | 400 | ASBUILT | ASBUILT | ASBUILT | ASBUILT | CONS | 82721943 |  |  | 9.04 | ASBUILT | WSL |  | Waikato,Ngāti Maru,Ngāti Tamaoho,Ngāti Tamaterā,Ngāti Pāoa,Ngāi Tai ki Tāmaki,Ngāti Hako,Te Ākitai Waiohua | 1.21 | 1 |  |  |  | no | 1 | 3 | 1 | CCTV NOT Available or Over 30 Years Old & Soil Type Available | 2.903 | 3 | 2 | 4 | 2.5 | Property Parcels | 1 |  | 1.5 | 1.17 | 0.4 | Diameter Used For Flow Approximation & Depth Available | 9.0399 | 4
2753 | 2995 | 31369 | 10000835 | 193106 | DPHNG | PS 63 Hingaia | Rising | Pipe | In Chamber | OP | CLS | None | 2007-05-21 |  |  | 0.1s | SI | Transmission | DC07046 | 2 |  |  | 4 | 450 | [5 empty] | 70771 | NA |  | 5.85 |  | WSL |  | Waikato,Ngāti Maru,Ngāti Tamaoho,Ngāti Tamaterā,Ngāti Pāoa,Ngāi Tai ki Tāmaki,Ngāti Hako,Te Ākitai Waiohua | 1.21 | 1 |  |  |  | no | 1 | 3 | 1 | CCTV NOT Available or Over 30 Years Old & Soil Type Available | 2.903 | 3 | 2 | 4 | 2.5 | Property Parcels | 1 |  | 1.5 | 1.17 | 0.4 | Diameter Used For Flow Approximation & Depth Available | 5.8486 | 4
2902 | 3157 | 16750 | 10009180 | 197464 | DSWHE | Whenuapai Branch | Siphon | Pipe | Buried | OP | CLS | None | 1987-10-15 |  |  | dwg | WI | Transmission | Legacy | 2 |  |  | 4 | 470 | [5 empty] | 78343 | NA |  | 4.82 |  | WSL |  | Te Kawerau a Maki,Ngāti Whātua,Ngāti Maru,Ngāti Whātua o Ōrākei,Ngāti Tamaoho,Ngāti Tamaterā,Ngāti Hako,Te Ākitai Waiohua | 1.71 | 2 |  |  |  | no | 1 | 1 | 2 | CCTV NOT Available or Over 30 Years Old & Soil Type Available | 2.903 | 3 | 2 | 4 | 2.5 | Property Parcels | 1 |  | 1.5 | 1.17 | 0.4 | Diameter Used For Flow Approximation & Depth Available | 4.8189 | 8
2746 | 2986 | 31373 | 10000826 | 193095 | DPHNG | PS 63 Hingaia | Rising | Pipe | Buried | OP | CLS | None | 2007-05-21 |  |  | 0.1s | SI | Transmission | DC07046 | 2 |  |  | 4 | 400 | [5 empty] | 70768 | NA |  | 4.65 |  | WSL |  | Waikato,Ngāti Maru,Ngāti Tamaoho,Ngāti Tamaterā,Ngāti Pāoa,Ngāi Tai ki Tāmaki,Ngāti Hako,Te Ākitai Waiohua | 1.21 | 1 |  |  |  | no | 1 | 3 | 1 | CCTV NOT Available or Over 30 Years Old & Soil Type Available | 2.903 | 3 | 2 | 4 | 2.5 | Property Parcels | 1 |  | 1.5 | 1.17 | 0.4 | Diameter Used For Flow Approximation & Depth Available | 4.6484 | 4
4671 | 735910 | 5642392 | 0 | 82639637 | DSDRU | Drury Branch Sewer | Rising | Pipe | Buried | OP | PE | None | 2020-12-01 |  |  | 0.1s | SI | Transmission | 2013131 | 2 |  |  |  | 450 | ASBUILT | ASBUILT | ASBUILT | ASBUILT | CONS | 82593617 |  |  | 4.6 | ASBUILT | WSL |  | Waikato,Ngāti Maru,Ngāti Tamaoho,Ngāti Tamaterā,Ngāti Pāoa,Ngāi Tai ki Tāmaki,Ngāti Hako,Te Ākitai Waiohua | 1.21 | 1 |  |  |  | no | 1 | 3 | 1 | CCTV NOT Available or Over 30 Years Old & Soil Type Available | 2.903 | 3 | 2 | 4 | 2.5 | Property Parcels | 1 |  | 1.5 | 1.17 | 0.4 | Diameter Used For Flow Approximation & Depth Available | 4.6087 | 4
4704 | 744634 | 5716113 | 0 | 82750500 | DPBRM | Bremner Wastewater Pump Station (PS90) | Rising | Pipe | In Build | OP | CLS | None | 2020-04-07 |  |  | 0.1s | SI | Transmission | 2012923.00 | 2 |  |  |  | 400 | ASBUILT | ASBUILT | ASBUILT | ASBUILT | CONS | 82721944 |  |  | 3.98 | ASBUILT | WSL |  | Waikato,Ngāti Maru,Ngāti Tamaoho,Ngāti Tamaterā,Ngāti Pāoa,Ngāi Tai ki Tāmaki,Ngāti Hako,Te Ākitai Waiohua | 1.21 | 1 |  |  |  | no | 1 | 3 | 1 | CCTV NOT Available or Over 30 Years Old & Soil Type Available | 2.903 | 3 | 2 | 4 | 2.5 | Property Parcels | 1 |  | 1.5 | 1.17 | 0.4 | Diameter Used For Flow Approximation & Depth Available | 3.9823 | 4
1575 | 1712 | 17367 | 10003226 | 193321 | DPWTF | PS 40 Westfield | Rising | Pipe | Buried | OP | CLS | None | 1999-06-30 |  |  | dwg | EI | Transmission | Legacy | 2 |  |  | 4 | 400 | [5 empty] | 73698 | NA |  | 2.16 |  | WSL |  | Waikato,Te Kawerau a Maki,Ngāti Whātua,Ngāti Maru,Ngāti Whātua o Ōrākei,Ngāti Tamaoho,Ngāti Tamaterā,Ngāti Pāoa,Ngāi Tai ki Tāmaki,Ngāti Hako,Te Ākitai Waiohua | 1 | 1 |  |  |  | no | 1 | 1 | 1 | CCTV NOT Available or Over 30 Years Old & Soil Type Available | 2.903 | 3 | 2 | 4 | 2.5 | Property Parcels | 1 |  | 1.5 | 1.17 | 0.4 | Diameter Used For Flow Approximation & Depth Available | 2.1569 | 4
3986 | 4264 | 925291 | 10088199 | 195508 | DSMFB | Milford Beach Branch Sewer TS6C | Gravity | Pipe | Buried | OP | CONC | None | 1999-01-01 |  |  | dwg | NI | Transmission | Legacy | 2 |  |  | 4 | 740 | [5 empty] | 65033 | NA |  | 38.58 |  | WSL |  | Te Kawerau a Maki,Ngāti Whātua,Ngāti Maru,Ngāti Whātua o Ōrākei,Ngāti Tamaoho,Ngāti Manuhiri,Te Patukirikiri,Ngāti Whanaunga,Ngāti Tamaterā,Ngāti Pāoa,Ngāi Tai ki Tāmaki,Ngāti Hako,Te Ākitai Waiohua | 1.76 | 2 |  |  |  | no | 5 | 1 | 1 | CCTV NOT Available or Over 30 Years Old & Soil Type Available | 2.9019 | 3 | 1 | 3 | 2.5 | Property Parcels | 1 |  | 1.5 | 1.105 | 0.0061256 | Modelled Flow Data Used & Depth Available | 38.5762 | 8
4031 | 4309 | 925295 | 10088201 | 195353 | DSMFB | Milford Beach Branch Sewer TS6C | Gravity | Pipe | Buried | OP | CONC | None | 1940-01-01 |  |  | dwg | NI | Transmission | Legacy | 2 |  |  | 4 | 740 | [5 empty] | 65035 | NA |  | 36.9 |  | WSL |  | Te Kawerau a Maki,Ngāti Whātua,Ngāti Maru,Ngāti Whātua o Ōrākei,Ngāti Tamaoho,Ngāti Manuhiri,Te Patukirikiri,Ngāti Whanaunga,Ngāti Tamaterā,Ngāti Pāoa,Ngāi Tai ki Tāmaki,Ngāti Hako,Te Ākitai Waiohua | 3.87 | 4 |  |  |  | no | 5 | 1 | 4 | CCTV NOT Available or Over 30 Years Old & Soil Type Available | 2.9019 | 3 | 1 | 3 | 2.5 | Property Parcels | 1 |  | 1.5 | 1.105 | 0.0061256 | Modelled Flow Data Used & Depth Available | 36.895 | 18
4057 | 4336 | 925292 | 10088200 | 195748 | DSMFB | Milford Beach Branch Sewer TS6C | Gravity | Pipe | Buried | OP | CONC | None | 1999-01-01 |  |  | dwg | NI | Transmission | Legacy | 2 |  |  | 4 | 740 | [5 empty] | 65034 | NA |  | 22.73 |  | WSL |  | Te Kawerau a Maki,Ngāti Whātua,Ngāti Maru,Ngāti Whātua o Ōrākei,Ngāti Tamaoho,Ngāti Manuhiri,Te Patukirikiri,Ngāti Whanaunga,Ngāti Tamaterā,Ngāti Pāoa,Ngāi Tai ki Tāmaki,Ngāti Hako,Te Ākitai Waiohua | 1.76 | 2 |  |  |  | no | 5 | 1 | 1 | CCTV NOT Available or Over 30 Years Old & Soil Type Available | 2.9019 | 3 | 1 | 3 | 2.5 | Property Parcels | 1 |  | 1.5 | 1.105 | 0.0061256 | Modelled Flow Data Used & Depth Available | 22.7322 | 8
3056 | 3317 | 903515 | 10088205 | 195354 | DSMFB | Milford Beach Branch Sewer TS6C | Gravity | Pipe | Buried | OP | CONC | None | 1977-01-01 |  |  | dwg | NI | Transmission | Legacy | 2 |  |  | 4 | 600 |  |  |  |  | CONS | 65039 | NA |  | 42.86 |  | WSL |  | Te Kawerau a Maki,Ngāti Whātua,Ngāti Maru,Ngāti Whātua o Ōrākei,Ngāti Tamaoho,Ngāti Manuhiri,Te Patukirikiri,Ngāti Whanaunga,Ngāti Tamaterā,Ngāti Pāoa,Ngāi Tai ki Tāmaki,Ngāti Hako,Te Ākitai Waiohua | 2.29 | 2 |  |  |  | no | 3 | 3 | 2 | CCTV NOT Available or Over 30 Years Old & Soil Type Available | 2.9019 | 3 | 1 | 3 | 2.5 | Property Parcels | 1 |  | 1.5 | 1.105 | 0.0061256 | Modelled Flow Data Used & Depth Available | 43.2797 | 8
4151 | 4433 | 930433 | 10088278 | 195548 | DSNCD | Northcote Diversion Branch Sewer TS8 New | Gravity | Pipe | Buried | OP | CONC | None | 2002-09-16 |  |  | dwg | NI | Transmission | Legacy | 2 |  |  | 4 | 740 | [5 empty] | 65067 | NA |  | 367.35 |  | WSL |  | Te Kawerau a Maki,Ngāti Whātua,Ngāti Maru,Ngāti Whātua o Ōrākei,Ngāti Tamaoho,Ngāti Manuhiri,Te Patukirikiri,Ngāti Whanaunga,Ngāti Tamaterā,Ngāti Pāoa,Ngāi Tai ki Tāmaki,Ngāti Hako,Te Ākitai Waiohua | 1.76 | 2 |  |  | CCTV app | yes | 5 | 1 | 1 | CCTV NOT Available or Over 30 Years Old & Soil Type Available | 2.9012 | 3 | 1 | 3 | 2.5 | Property Parcels, Public Park & Sports Area | 1 |  | 1.5 | 1.105 | 0.0068913 | Modelled Flow Data Used & Depth Available | 367.3499 | 8
3421 | 3694 | 930393 | 10088277 | 195934 | DSNCD | Northcote Diversion Branch Sewer TS8 New | Gravity | Pipe | Buried | OP | CONC | None | 2002-09-16 |  | 13.31 | dwg | NI | Transmission | Legacy | 2 |  |  | 4 | 740 | [5 empty] | 65066 | NA |  | 214.43 |  | WSL |  | Te Kawerau a Maki,Ngāti Whātua,Ngāti Maru,Ngāti Whātua o Ōrākei,Ngāti Tamaoho,Ngāti Manuhiri,Te Patukirikiri,Ngāti Whanaunga,Ngāti Tamaterā,Ngāti Pāoa,Ngāi Tai ki Tāmaki,Ngāti Hako,Te Ākitai Waiohua | 1.76 | 2 |  |  |  | no | 5 | 1 | 1 | CCTV NOT Available or Over 30 Years Old & Soil Type Available | 2.9012 | 3 | 1 | 3 | 2.5 | Property Parcels, Public Park & Sports Area | 1 |  | 1.5 | 1.105 | 0.0068913 | Modelled Flow Data Used & Depth Available | 214.4291 | 8
3826 | 4102 | 918223 | 10088279 | 196090 | DSNCD | Northcote Diversion Branch Sewer TS8 New | Gravity | Pipe | Buried | OP | CONC | None | 2002-09-16 |  |  | dwg | NI | Transmission | Legacy | 2 |  |  | 4 | 740 | [5 empty] | 65068 | NA |  | 120.95 |  | WSL |  | Te Kawerau a Maki,Ngāti Whātua,Ngāti Maru,Ngāti Whātua o Ōrākei,Ngāti Tamaoho,Ngāti Manuhiri,Te Patukirikiri,Ngāti Whanaunga,Ngāti Tamaterā,Ngāti Pāoa,Ngāi Tai ki Tāmaki,Ngāti Hako,Te Ākitai Waiohua | 1.76 | 2 |  |  | CCTV app | yes | 5 | 1 | 1 | CCTV NOT Available or Over 30 Years Old & Soil Type Available | 2.9012 | 3 | 1 | 3 | 2.5 | Property Parcels | 1 |  | 1.5 | 1.105 | 0.0068913 | Modelled Flow Data Used & Depth Available | 120.9484 | 8
698 | 731 | 14887 | 10006952 | 196225 | DSONT | Onehunga Tradewaste | Gravity | Pipe | Buried | OP | CONC | None | 1965-06-30 | 2.77 | 2.23 | dwg | WI | Transmission | Legacy | 2 |  |  | 4 | 225 | [5 empty] | 76185 | NA |  | 43.7 |  | WSL |  | Waikato,Te Kawerau a Maki,Ngāti Whātua,Ngāti Maru,Ngāti Whātua o Ōrākei,Ngāti Tamaoho,Ngāti Tamaterā,Ngāti Pāoa,Ngāi Tai ki Tāmaki,Ngāti Hako,Te Ākitai Waiohua | 3 | 3 | 3 | 2018 | CCTV Footage Review Log South_Latest.xls | yes | 3 | 3 | 2 | CCTV Available (0-10 Years Old) & Soil Type Available | 2.9 | 3 | 1 | 1 | 2.5 | Property Parcels, Building Outlines | 1 | Aquifer - Mt Wellington Volcanic Aquifer | 5 | 1.1 | 0 | Modelled Flow Data Used & Depth Available | 43.6982 | 14
1135 | 1201 | 15600 | 10004340 | 193582 | DSB06 | Branch 6 Coxs Creek | Gravity | Pipe | Encased | OP | VC | None | 1913-06-30 | 19.43 | 18.01 | dwg | OM | Transmission | Legacy | 2 |  |  | 4 | 225 | [5 empty] | 74125 | NA |  | 114.23 |  | WSL |  | Te Kawerau a Maki,Ngāti Whātua,Ngāti Maru,Ngāti Whātua o Ōrākei,Ngāti Tamaoho,Ngāti Tamaterā,Ngāi Tai ki Tāmaki,Ngāti Hako,Te Ākitai Waiohua | 3.07 | 3 | 3 | 2018 | CCTV Footage Review Log South_Latest.xls | yes | 1 | 1 | 4 | CCTV Available (0-10 Years Old) & Soil Type Available | 2.9 | 3 | 1 | 1 | 2.5 | Property Parcels, Building Outlines | 1 |  | 5 | 1.1 | 5.4695e-05 | Modelled Flow Data Used & Depth Available | 114.2336 | 14
699 | 732 | 14888 | 10006950 | 196374 | DSONT | Onehunga Tradewaste | Gravity | Pipe | Buried | OP | CONC | None | 1965-06-30 | 2.23 | 1.92 | dwg | WI | Transmission | Legacy | 2 |  |  | 4 | 300 | [5 empty] | 76183 | NA |  | 92.1 |  | WSL |  | Waikato,Te Kawerau a Maki,Ngāti Whātua,Ngāti Maru,Ngāti Whātua o Ōrākei,Ngāti Tamaoho,Ngāti Tamaterā,Ngāti Pāoa,Ngāi Tai ki Tāmaki,Ngāti Hako,Te Ākitai Waiohua | 3 | 3 | 3 | 2018 | CCTV Footage Review Log South_Latest.xls | yes | 3 | 3 | 2 | CCTV Available (0-10 Years Old) & Soil Type Available | 2.8999 | 3 | 1 | 1 | 2.5 | Property Parcels | 1 | Aquifer - Mt Wellington Volcanic Aquifer | 5 | 1.1 | 0.00011582 | Modelled Flow Data Used & Depth Available | 92.0968 | 14
1533 | 1649 | 17910 | 10004339 | 193186 | DSB06 | Branch 6 Coxs Creek | Gravity | Pipe | Encased | OP | VC | None | 1913-06-30 | 18.01 | 15.45 | dwg | OM | Transmission | Legacy | 2 |  |  | 4 | 225 | [5 empty] | 74122 | NA |  | 66.8 |  | WSL |  | Te Kawerau a Maki,Ngāti Whātua,Ngāti Maru,Ngāti Whātua o Ōrākei,Ngāti Tamaoho,Ngāti Tamaterā,Ngāi Tai ki Tāmaki,Ngāti Hako,Te Ākitai Waiohua | 3.07 | 3 | 3 | 2018 | CCTV Footage Review Log South_Latest.xls | yes | 1 | 1 | 4 | CCTV Available (0-10 Years Old) & Soil Type Available | 2.8998 | 3 | 1 | 1 | 2.5 | Property Parcels, Building Outlines | 1 | Significant Ecological Area - SEA_T_6121 | 5 | 1.1 | 0.00023486 | Modelled Flow Data Used & Depth Available | 66.7967 | 14
1136 | 1202 | 15602 | 10004336 | 193581 | DSB06 | Branch 6 Coxs Creek | Gravity | Pipe | Encased | OP | VC | None | 1913-06-30 | 15.45 | 15.43 | dwg | OM | Transmission | Legacy | 2 |  |  | 4 | 225 | [5 empty] | 74121 | NA |  | 1.12 |  | WSL |  | Te Kawerau a Maki,Ngāti Whātua,Ngāti Maru,Ngāti Whātua o Ōrākei,Ngāti Tamaoho,Ngāti Tamaterā,Ngāi Tai ki Tāmaki,Ngāti Hako,Te Ākitai Waiohua | 3.07 | 3 | 3 | 2018 | CCTV Footage Review Log South_Latest.xls | yes | 1 | 1 | 4 | CCTV Available (0-10 Years Old) & Soil Type Available | 2.8998 | 3 | 1 | 1 | 2.5 | Property Parcels, Building Outlines | 1 |  | 5 | 1.1 | 0.00023486 | Modelled Flow Data Used & Depth Available | 1.1237 | 14
2116 | 2317 | 15603 | 10004334 | 193337 | DSB06 | Branch 6 Coxs Creek | Gravity | Pipe | Encased | OP | VC | None | 1913-06-30 | 10.92 | 10.53 | dwg | OM | Transmission | Legacy | 2 |  |  | 4 | 229 | [5 empty] | 74120 | NA |  | 58.26 |  | WSL |  | Te Kawerau a Maki,Ngāti Whātua,Ngāti Maru,Ngāti Whātua o Ōrākei,Ngāti Tamaoho,Ngāti Tamaterā,Ngāi Tai ki Tāmaki,Ngāti Hako,Te Ākitai Waiohua | 3.07 | 3 | 3 | 2018 | CCTV Footage Review Log South_Latest.xls | yes | 1 | 1 | 4 | CCTV Available (0-10 Years Old) & Soil Type Available | 2.8997 | 3 | 1 | 1 | 2.5 | Property Parcels, Building Outlines | 1 | Significant Ecological Area - SEA_T_6121 | 5 | 1.1 | 0.00035712 | Modelled Flow Data Used & Depth Available | 58.2601 | 14
860 | 900 | 15744 | 10004783 | 193455 | DSB3A | Branch 3A Parnell | Gravity | Pipe | Tunnelled | OP | VC | None | 1911-06-30 | 12.58 | 7.43 | dwg | OM | Transmission | Legacy | 2 |  |  | 4 | 225 | [5 empty] | 74391 | NA |  | 205.71 |  | WSL |  | Waikato,Te Kawerau a Maki,Ngāti Whātua,Ngāti Maru,Ngāti Whātua o Ōrākei,Ngāti Tamaoho,Te Patukirikiri,Ngāti Tamaterā,Ngāti Pāoa,Ngāi Tai ki Tāmaki,Ngāti Hako,Te Ākitai Waiohua | 3.1 | 3 | 3 | 2003 | te puna wai | yes | 1 | 1 | 4 | CCTV Available (20-30 Years Old) & Soil Type Available | 2.8992 | 3 | 1 | 1 | 2.5 | Property Parcels, Building Outlines | 1 | Significant Ecological Area - SEA_T_6171 | 5 | 1.1 | 0.00086224 | Modelled Flow Data Used & Depth Available | 205.7143 | 14
3209 | 3473 | 923794 | 10088476 | 196024 | DSNTH | North Branch Sewer TS30 | Gravity | Pipe | Buried | OP | CONC | None | 2002-04-16 |  |  | dwg | NI | Transmission | Legacy | 2 |  |  | 4 | 610 | [5 empty] | 65197 | NA |  | 166.68 |  | WSL |  | Te Kawerau a Maki,Ngāti Whātua,Ngāti Maru,Ngāti Whātua o Kaipara,Ngāti Whātua o Ōrākei,Ngāti Tamaoho,Ngāti Manuhiri,Te Patukirikiri,Ngāti Whanaunga,Ngāti Tamaterā,Ngāti Pāoa,Ngāi Tai ki Tāmaki,Ngāti Hako,Te Ākitai Waiohua | 1.97 | 2 |  |  |  | no | 5 | 3 | 1 | CCTV NOT Available or Over 30 Years Old & Soil Type Available | 2.8992 | 3 | 1 | 3 | 2.5 | Property Parcels | 1 |  | 1.5 | 1.105 | 0.0091884 | Modelled Flow Data Used & Depth Available | 166.6821 | 8
3246 | 3510 | 923796 | 10088477 | 195648 | DSNTH | North Branch Sewer TS30 | Gravity | Pipe | Buried | OP | CONC | None | 2002-04-16 |  |  | dwg | NI | Transmission | Legacy | 2 |  |  | 4 | 610 | [5 empty] | 65205 | NA |  | 113.13 |  | WSL |  | Te Kawerau a Maki,Ngāti Whātua,Ngāti Maru,Ngāti Whātua o Kaipara,Ngāti Whātua o Ōrākei,Ngāti Tamaoho,Ngāti Manuhiri,Te Patukirikiri,Ngāti Whanaunga,Ngāti Tamaterā,Ngāti Pāoa,Ngāi Tai ki Tāmaki,Ngāti Hako,Te Ākitai Waiohua | 1.97 | 2 |  |  |  | no | 5 | 3 | 1 | CCTV NOT Available or Over 30 Years Old & Soil Type Available | 2.8992 | 3 | 1 | 3 | 2.5 | Property Parcels | 1 |  | 1.5 | 1.105 | 0.0091884 | Modelled Flow Data Used & Depth Available | 113.1261 | 8
1541 | 1660 | 15571 | 10004330 | 193336 | DSB06 | Branch 6 Coxs Creek | Gravity | Pipe | Encased | OP | VC | None | 1913-06-30 | 8.17 | 7.29 | dwg | OM | Transmission | Legacy | 2 |  |  | 4 | 300 | [5 empty] | 74116 | NA |  | 141.34 |  | WSL |  | Te Kawerau a Maki,Ngāti Whātua,Ngāti Maru,Ngāti Whātua o Ōrākei,Ngāti Tamaoho,Ngāti Tamaterā,Ngāi Tai ki Tāmaki,Ngāti Hako,Te Ākitai Waiohua | 3.28 | 3 | 3 | 2018 | CCTV Footage Review Log South_Latest.xls | yes | 3 | 1 | 4 | CCTV Available (0-10 Years Old) & Soil Type Available | 2.899 | 3 | 1 | 1 | 2.5 | Property Parcels | 1 |  | 5 | 1.1 | 0.0010585 | Modelled Flow Data Used & Depth Available | 141.3356 | 14
1444 | 1542 | 16881 | 10008535 | 197066 | DSSWN | Swanson Branch | Gravity | Pipe | Buried | OP | CONC | None | 1965-06-30 | 23.15 | 22.63 | dwg | WI | Transmission | Legacy | 2 |  |  | 4 | 381 | [5 empty] | 77801 | NA |  | 171.48 |  | WSL |  | Te Kawerau a Maki,Ngāti Whātua,Ngāti Whātua o Ōrākei,Ngāti Tamaoho,Ngāti Tamaterā,Te Ākitai Waiohua | 2.05 | 2 | 1 | 2009 | te puna wai | no | 5 | 1 | 2 | CCTV Available (10-20 Years Old) & Soil Type Available | 2.899 | 3 | 1 | 1 | 2.5 | Property Parcels | 1 |  | 5 | 1.1 | 0.0011389 | Modelled Flow Data Used & Depth Available | 171.4772 | 8
1441 | 1539 | 16878 | 10008532 | 197184 | DSSWN | Swanson Branch | Gravity | Pipe | Buried | OP | CONC | None | 1965-06-30 | 21.79 | 21.4 | dwg | WI | Transmission | Legacy | 2 |  |  | 4 | 375 | [5 empty] | 77798 | NA |  | 123.4 |  | WSL |  | Te Kawerau a Maki,Ngāti Whātua,Ngāti Whātua o Ōrākei,Ngāti Tamaoho,Ngāti Tamaterā,Te Ākitai Waiohua | 2.48 | 2 | 2 | 2009 | te puna wai | no | 5 | 3 | 2 | CCTV Available (10-20 Years Old) & Soil Type Available | 2.899 | 3 | 1 | 1 | 2.5 | Property Parcels | 1 |  | 5 | 1.1 | 0.0011389 | Modelled Flow Data Used & Depth Available | 123.4014 | 8
1442 | 1540 | 16879 | 10008533 | 196920 | DSSWN | Swanson Branch | Gravity | Pipe | Buried | OP | CONC | None | 1965-06-30 | 22.04 | 21.79 | dwg | WI | Transmission | Legacy | 2 |  |  | 4 | 375 | [5 empty] | 77799 | NA |  | 80.15 |  | WSL |  | Te Kawerau a Maki,Ngāti Whātua,Ngāti Whātua o Ōrākei,Ngāti Tamaoho,Ngāti Tamaterā,Te Ākitai Waiohua | 2.2 | 2 | 1 | 2009 | te puna wai | no | 5 | 3 | 2 | CCTV Available (10-20 Years Old) & Soil Type Available | 2.899 | 3 | 1 | 1 | 2.5 | Property Parcels | 1 |  | 5 | 1.1 | 0.0011389 | Modelled Flow Data Used & Depth Available | 80.148 | 8
1440 | 1538 | 16877 | 10008531 | 197065 | DSSWN | Swanson Branch | Gravity | Pipe | Buried | OP | CONC | None | 1965-06-30 | 21.4 | 21.22 | dwg | WI | Transmission | Legacy | 2 |  |  | 4 | 375 | [5 empty] | 77797 | NA |  | 50.61 |  | WSL |  | Te Kawerau a Maki,Ngāti Whātua,Ngāti Whātua o Ōrākei,Ngāti Tamaoho,Ngāti Tamaterā,Te Ākitai Waiohua | 2.05 | 2 | 1 | 2009 | te puna wai | no | 5 | 1 | 2 | CCTV Available (10-20 Years Old) & Soil Type Available | 2.899 | 3 | 1 | 1 | 2.5 | Property Parcels | 1 |  | 5 | 1.1 | 0.0011389 | Modelled Flow Data Used & Depth Available | 50.6117 | 8
1443 | 1541 | 16880 | 10008534 | 197584 | DSSWN | Swanson Branch | Gravity | Pipe | Buried | OP | CONC | None | 1965-06-30 | 22.63 | 22.04 | dwg | WI | Transmission | Legacy | 2 |  |  | 4 | 375 | [5 empty] | 77800 | NA |  | 191.21 |  | WSL |  | Te Kawerau a Maki,Ngāti Whātua,Ngāti Whātua o Ōrākei,Ngāti Tamaoho,Ngāti Tamaterā,Te Ākitai Waiohua | 1.66 | 2 | 1 | 2009 | te puna wai | no | 1 | 3 | 2 | CCTV Available (10-20 Years Old) & Soil Type Available | 2.899 | 3 | 1 | 1 | 2.5 | Property Parcels | 1 |  | 5 | 1.1 | 0.0011389 | Modelled Flow Data Used & Depth Available | 191.21 | 8
1209 | 1283 | 17293 | 10008751 | 197494 | DSTEP | Te Papa Tradewaste | Gravity | Pipe | Buried | OP | VC | None | 1996-06-30 | 7.1 | 6.75 | dwg | WI | Transmission | Legacy | 2 |  |  | 4 | 300 | [5 empty] | 77918 | NA |  | 106.5 |  | WSL |  | Waikato,Te Kawerau a Maki,Ngāti Whātua,Ngāti Maru,Ngāti Whātua o Ōrākei,Ngāti Tamaoho,Ngāti Tamaterā,Ngāti Pāoa,Ngāi Tai ki Tāmaki,Ngāti Hako,Te Ākitai Waiohua | 3 | 3 | 3 | 2015 | te puna wai | no | 3 | 3 | 1 | CCTV Available (0-10 Years Old) & Soil Type Available | 2.8988 | 3 | 1 | 1 | 2.5 | Property Parcels | 1 | Aquifer - Mt Wellington Volcanic Aquifer | 5 | 1.1 | 0.001332 | Modelled Flow Data Used & Depth Available | 106.4977 | 14
674 | 703 | 15745 | 10004781 | 193697 | DSB3A | Branch 3A Parnell | Gravity | Pipe | Tunnelled | OP | VC | None | 1911-06-30 | 6.53 | 5.1 | dwg | OM | Transmission | Legacy | 2 |  |  | 4 | 225 | [5 empty] | 74389 | NA |  | 143.23 |  | WSL |  | Waikato,Te Kawerau a Maki,Ngāti Whātua,Ngāti Maru,Ngāti Whātua o Ōrākei,Ngāti Tamaoho,Te Patukirikiri,Ngāti Tamaterā,Ngāti Pāoa,Ngāi Tai ki Tāmaki,Ngāti Hako,Te Ākitai Waiohua | 3.1 | 3 | 3 | 2003 | te puna wai | yes | 1 | 1 | 4 | CCTV Available (20-30 Years Old) & Soil Type Available | 2.8985 | 3 | 1 | 1 | 2.5 | Property Parcels, Building Outlines | 1 | Significant Ecological Area - SEA_T_6171 | 5 | 1.1 | 0.0016119 | Modelled Flow Data Used & Depth Available | 143.2285 | 14
4321 | 4608 | 2619076 | 10095124 | 197432 | DSTSE | Tamaki South East Branch | Gravity | Pipe | Buried | OP | PE | None | 2015-11-01 | 30.89 | 28.86 | 0.1s | TE | Transmission | T0000779 | 2 |  |  | 4 | 450 | [5 empty] | 78177 | NA |  | 184.73 |  | WSL |  | Waikato,Ngāti Maru,Ngāti Tamaoho,Ngāti Whanaunga,Ngāti Tamaterā,Ngāti Pāoa,Ngāi Tai ki Tāmaki,Ngāti Hako,Te Ākitai Waiohua | 1.76 | 2 |  |  |  | no | 5 | 1 | 1 | CCTV NOT Available or Over 30 Years Old & Soil Type Available | 2.8985 | 3 | 2 | 2 | 2.5 | Property Parcels | 1 |  | 5 | 1.165 | 0.4 | Diameter Used For Flow Approximation & Depth Available | 184.7316 | 8
4326 | 4613 | 2619081 | 10095114 | 197621 | DSTSE | Tamaki South East Branch | Gravity | Pipe | Buried | OP | PE | None | 2015-11-01 | 25.01 | 23.08 | 0.1s | TE | Transmission | T0000779 | 2 |  |  | 4 | 560 | [5 empty] | 78172 | NA |  | 169.33 |  | WSL |  | Waikato,Ngāti Maru,Ngāti Tamaoho,Ngāti Whanaunga,Ngāti Tamaterā,Ngāti Pāoa,Ngāi Tai ki Tāmaki,Ngāti Hako,Te Ākitai Waiohua | 1.76 | 2 |  |  |  | no | 5 | 1 | 1 | CCTV NOT Available or Over 30 Years Old & Soil Type Available | 2.8985 | 3 | 2 | 2 | 2.5 | Property Parcels | 1 |  | 5 | 1.165 | 0.4 | Diameter Used For Flow Approximation & Depth Available | 169.334 | 8
4319 | 4606 | 2619078 | 10095120 | 197907 | DSTSE | Tamaki South East Branch | Gravity | Pipe | Buried | OP | PE | None | 2015-11-01 | 28.53 | 27.69 | 0.1s | TE | Transmission | T0000779 | 2 |  |  | 4 | 560 | [5 empty] | 78175 | NA |  | 161.49 |  | WSL |  | Waikato,Ngāti Maru,Ngāti Tamaoho,Ngāti Whanaunga,Ngāti Tamaterā,Ngāti Pāoa,Ngāi Tai ki Tāmaki,Ngāti Hako,Te Ākitai Waiohua | 1.97 | 2 |  |  |  | no | 5 | 3 | 1 | CCTV NOT Available or Over 30 Years Old & Soil Type Available | 2.8985 | 3 | 2 | 2 | 2.5 | Property Parcels | 1 |  | 5 | 1.165 | 0.4 | Diameter Used For Flow Approximation & Depth Available | 161.4901 | 8
4697 | 744179 | 5712428 | 0 | 82714239 | DSLWD | Lawsons Creek Branch Sewer Duplication | Gravity | Pipe | Buried | OP | PE | None | 2021-04-08 | 12.53 | 11.94 | 0.1s | WI | Transmission | 2013009.00 | 2 |  |  |  | 450 | ASBUILT | ASBUILT | ASBUILT | ASBUILT | CONS | 82714016 |  |  | 114.16 | ASBUILT | WSL |  | Te Kawerau a Maki,Ngāti Whātua,Ngāti Maru,Ngāti Whātua o Ōrākei,Ngāti Tamaoho,Ngāti Tamaterā,Ngāti Hako,Te Ākitai Waiohua | 1.97 | 2 |  |  |  | no | 5 | 3 | 1 | CCTV NOT Available or Over 30 Years Old & Soil Type Available | 2.8985 | 3 | 2 | 2 | 2.5 | Property Parcels | 1 | Significant Ecological Area - SEA_T_4661 | 5 | 1.165 | 0.4 | Diameter Used For Flow Approximation & Depth Available | 114.1596 | 8
4401 | 4697 | 2734857 | 10005733 | 194504 | DSGLE | Glen Eden Branch | Gravity | Pipe | Buried | OP | CONC | None | 1965-06-30 | 15.69 | 15.61 | dwg | WI | Transmission | Legacy | 2 |  |  | 4 | 450 | [5 empty] | 66394 | NA |  | 24.91 |  | WSL |  | Te Kawerau a Maki,Ngāti Whātua,Ngāti Whātua o Ōrākei,Ngāti Tamaoho,Ngāti Tamaterā,Te Ākitai Waiohua | 2.48 | 2 | 2 | 2011 | te puna wai | no | 5 | 3 | 2 | CCTV Available (10-20 Years Old) & Soil Type Available | 2.8985 | 3 | 2 | 2 | 2.5 | Property Parcels | 1 |  | 5 | 1.165 | 0.4 | Diameter Used For Flow Approximation & Depth Available | 24.9051 | 8
3554 | 3827 | 958330 | 10089129 | 192946 | DPLGB | Long Bay Pump Station | Gravity | Pipe | Buried | OP | PE | None | 2012-11-05 | -2.78 | -2.87 | 0.1s | NI | Transmission | R0004454 | 2 |  |  | 4 | 450 | [5 empty] | 63478 | NA |  | 3.95 |  | WSL |  | Te Kawerau a Maki,Ngāti Whātua,Ngāti Maru,Ngāti Whātua o Ōrākei,Ngāti Tamaoho,Ngāti Manuhiri,Te Patukirikiri,Ngāti Whanaunga,Ngāti Tamaterā,Ngāti Pāoa,Ngāi Tai ki Tāmaki,Ngāti Hako,Te Ākitai Waiohua | 1.59 | 2 |  |  |  | no | 3 | 3 | 1 | CCTV NOT Available or Over 30 Years Old & Soil Type Not Available | 2.8985 | 3 | 2 | 2 | 2.5 | Property Parcels | 1 |  | 5 | 1.165 | 0.4 | Diameter Used For Flow Approximation & Depth Available | 3.9472 | 8
4691 | 744156 | 5712215 | 0 | 82714231 | DSLWD | Lawsons Creek Branch Sewer Duplication | Gravity | Pipe | Buried | OP | GRP | None | 2021-04-08 | 10.74 | 9.54 | 0.1s | WI | Transmission | 2013009.00 | 2 |  |  |  | 428 | ASBUILT | ASBUILT | ASBUILT | ASBUILT | CONS | 82677403 |  |  | 278.12 | ASBUILT | WSL |  | Te Kawerau a Maki,Ngāti Whātua,Ngāti Maru,Ngāti Whātua o Ōrākei,Ngāti Tamaoho,Ngāti Tamaterā,Ngāti Hako,Te Ākitai Waiohua | 1.21 | 1 |  |  |  | no | 1 | 3 | 1 | CCTV NOT Available or Over 30 Years Old & Soil Type Available | 2.8985 | 3 | 2 | 2 | 2.5 | Property Parcels | 1 | Significant Ecological Area - SEA_T_4661 | 5 | 1.165 | 0.4 | Diameter Used For Flow Approximation & Depth Available | 278.1248 | 4
4322 | 4609 | 2619080 | 10095116 | 197431 | DSTSE | Tamaki South East Branch | Gravity | Pipe | Buried | OP | PE | None | 2015-11-01 | 27.13 | 25.16 | 0.1s | TE | Transmission | T0000779 | 2 |  |  | 4 | 560 | [5 empty] | 78173 | NA |  | 169.51 |  | WSL |  | Waikato,Ngāti Maru,Ngāti Tamaoho,Ngāti Whanaunga,Ngāti Tamaterā,Ngāti Pāoa,Ngāi Tai ki Tāmaki,Ngāti Hako,Te Ākitai Waiohua | 1.21 | 1 |  |  |  | no | 1 | 3 | 1 | CCTV NOT Available or Over 30 Years Old & Soil Type Available | 2.8985 | 3 | 2 | 2 | 2.5 | Property Parcels | 1 |  | 5 | 1.165 | 0.4 | Diameter Used For Flow Approximation & Depth Available | 169.5146 | 4
4641 | 735209 | 5637415 | 0 | 82638171 | DSDRU | Drury Branch Sewer | Gravity | Pipe | Buried | OP | GRP | None | 2020-04-01 | 9.42 | 7.8 | 0.1s | SI | Transmission | 2013130 | 2 |  |  |  | 500 | ASBUILT | ASBUILT | ASBUILT | ASBUILT | CONS | 82593584 |  |  | 162 | ASBUILT | WSL |  | Waikato,Ngāti Maru,Ngāti Tamaoho,Ngāti Tamaterā,Ngāti Pāoa,Ngāi Tai ki Tāmaki,Ngāti Hako,Te Ākitai Waiohua | 1 | 1 |  |  |  | no | 1 | 1 | 1 | CCTV NOT Available or Over 30 Years Old & Soil Type Available | 2.8985 | 3 | 2 | 2 | 2.5 | Property Parcels | 1 | Aquifer - Drury Sand Aquifer | 5 | 1.165 | 0.4 | Diameter Used For Flow Approximation & Depth Available | 162.1455 | 4
4613 | 704469 | 5058510 | 0 | 81191255 | DSNSD | Northside Drive Branch Sewer | Gravity | Pipe | Buried | OP | PE | None | 2020-10-01 | 15.82 | 14.78 | 0.1s | NI | Transmission | 2013013 | 2 |  |  |  | 450 | ASBUILT | ASBUILT | ASBUILT | ASBUILT | CONS | 81190981 |  | DSNSD-D82-PIPE031 | 138.56 | ASBUILT | WSL |  | Te Kawerau a Maki,Ngāti Whātua,Ngāti Maru,Ngāti Whātua o Kaipara,Ngāti Whātua o Ōrākei,Ngāti Tamaoho,Ngāti Manuhiri,Ngāti Tamaterā,Ngāti Hako,Te Ākitai Waiohua | 1.21 | 1 |  |  |  | no | 1 | 3 | 1 | CCTV NOT Available or Over 30 Years Old & Soil Type Available | 2.8985 | 3 | 2 | 2 | 2.5 | Property Parcels | 1 |  | 5 | 1.165 | 0.4 | Diameter Used For Flow Approximation & Depth Available | 138.5161 | 4
4614 | 704471 | 5058512 | 0 | 81191256 | DSNSD | Northside Drive Branch Sewer | Gravity | Pipe | Buried | OP | PE | None | 2020-10-02 | 14.75 | 13.95 | 0.1s | NI | Transmission | 2013013 | 2 |  |  |  | 450 | ASBUILT | ASBUILT | ASBUILT | ASBUILT | CONS | 81190982 |  | DSNSD-D82-PIPE021 | 114.62 | ASBUILT | WSL |  | Te Kawerau a Maki,Ngāti Whātua,Ngāti Maru,Ngāti Whātua o Kaipara,Ngāti Whātua o Ōrākei,Ngāti Tamaoho,Ngāti Manuhiri,Ngāti Tamaterā,Ngāti Hako,Te Ākitai Waiohua | 1.21 | 1 |  |  |  | no | 1 | 3 | 1 | CCTV NOT Available or Over 30 Years Old & Soil Type Available | 2.8985 | 3 | 2 | 2 | 2.5 | Property Parcels | 1 |  | 5 | 1.165 | 0.4 | Diameter Used For Flow Approximation & Depth Available | 114.6146 | 4
4692 | 744157 | 5712174 | 0 | 82714230 | DSLWD | Lawsons Creek Branch Sewer Duplication | Gravity | Pipe | Buried | OP | GRP | None | 2021-04-08 | 11.21 | 10.8 | 0.1s | WI | Transmission | 2013009.00 | 2 |  |  |  | 428 | ASBUILT | ASBUILT | ASBUILT | ASBUILT | CONS | 82677404 |  |  | 93.57 | ASBUILT | WSL |  | Te Kawerau a Maki,Ngāti Whātua,Ngāti Maru,Ngāti Whātua o Ōrākei,Ngāti Tamaoho,Ngāti Tamaterā,Ngāti Hako,Te Ākitai Waiohua | 1.21 | 1 |  |  |  | no | 1 | 3 | 1 | CCTV NOT Available or Over 30 Years Old & Soil Type Available | 2.8985 | 3 | 2 | 2 | 2.5 | Property Parcels | 1 | Significant Ecological Area - SEA_T_4661 | 5 | 1.165 | 0.4 | Diameter Used For Flow Approximation & Depth Available | 93.5681 | 4
4693 | 744164 | 5714023 | 0 | 82714710 | DSLWD | Lawsons Creek Branch Sewer Duplication | Gravity | Pipe | Buried | OP | CLS | None | 2021-04-08 | 9.07 | 8.69 | 0.1s | WI | Transmission | 2013009.00 | 2 |  |  |  | 469 | ASBUILT | ASBUILT | ASBUILT | ASBUILT | CONS | 82677401 |  |  | 85.6 | ASBUILT | WSL |  | Te Kawerau a Maki,Ngāti Whātua,Ngāti Maru,Ngāti Whātua o Ōrākei,Ngāti Tamaoho,Ngāti Tamaterā,Ngāti Hako,Te Ākitai Waiohua | 1.21 | 1 |  |  |  | no | 1 | 3 | 1 | CCTV NOT Available or Over 30 Years Old & Soil Type Available | 2.8985 | 3 | 2 | 2 | 2.5 | Property Parcels | 1 | Significant Ecological Area - SEA_T_4661 | 5 | 1.165 | 0.4 | Diameter Used For Flow Approximation & Depth Available | 85.6042 | 4
4698 | 744302 | 5712217 | 0 | 82714232 | DSLWD | Lawsons Creek Branch Sewer Duplication | Gravity | Pipe | Buried | OP | GRP | None | 2021-04-08 | 9.51 | 9.08 | 0.1s | WI | Transmission | 2013009.00 | 2 |  |  |  | 428 | ASBUILT | ASBUILT | ASBUILT | ASBUILT | CONS | 82677402 |  |  | 83.19 | ASBUILT | WSL |  | Te Kawerau a Maki,Ngāti Whātua,Ngāti Maru,Ngāti Whātua o Ōrākei,Ngāti Tamaoho,Ngāti Tamaterā,Ngāti Hako,Te Ākitai Waiohua | 1.21 | 1 |  |  |  | no | 1 | 3 | 1 | CCTV NOT Available or Over 30 Years Old & Soil Type Available | 2.8985 | 3 | 2 | 2 | 2.5 | Property Parcels | 1 | Significant Ecological Area - SEA_T_4661 | 5 | 1.165 | 0.4 | Diameter Used For Flow Approximation & Depth Available | 83.1938 | 4
4688 | 744151 | 5712173 | 0 | 82714229 | DSLWD | Lawsons Creek Branch Sewer Duplication | Gravity | Pipe | Buried | OP | PE | None | 2021-04-08 | 13.54 | 13.14 | 0.1s | WI | Transmission | 2013009.00 | 2 |  |  |  | 450 | ASBUILT | ASBUILT | ASBUILT | ASBUILT | CONS | 82714018 |  |  | 69.55 | ASBUILT | WSL |  | Te Kawerau a Maki,Ngāti Whātua,Ngāti Maru,Ngāti Whātua o Ōrākei,Ngāti Tamaoho,Ngāti Tamaterā,Ngāti Hako,Te Ākitai Waiohua | 1.21 | 1 |  |  |  | no | 1 | 3 | 1 | CCTV NOT Available or Over 30 Years Old & Soil Type Available | 2.8985 | 3 | 2 | 2 | 2.5 | Property Parcels | 1 | Significant Ecological Area - SEA_T_4661 | 5 | 1.165 | 0.4 | Diameter Used For Flow Approximation & Depth Available | 69.5456 | 4
4646 | 735217 | 5637416 | 0 | 82638172 | DSDRU | Drury Branch Sewer | Gravity | Pipe | Buried | OP | GRP | None | 2020-04-01 | 7.63 | 6.12 | 0.1s | SI | Transmission | 2013130 | 2 |  |  |  | 500 | ASBUILT | ASBUILT | ASBUILT | ASBUILT | CONS | 82593583 |  |  | 61.13 | ASBUILT | WSL |  | Waikato,Ngāti Maru,Ngāti Tamaoho,Ngāti Tamaterā,Ngāti Pāoa,Ngāi Tai ki Tāmaki,Ngāti Hako,Te Ākitai Waiohua | 1.21 | 1 |  |  |  | no | 1 | 3 | 1 | CCTV NOT Available or Over 30 Years Old & Soil Type Available | 2.8985 | 3 | 2 | 2 | 2.5 | Property Parcels | 1 | Aquifer - Drury Sand Aquifer | 5 | 1.165 | 0.4 | Diameter Used For Flow Approximation & Depth Available | 61.1328 | 4
4577 | 685191 | 5052445 | 4 | 81176393 | DSSWN | Swanson Branch | Gravity | Pipe | Buried | OP | PE |  | 2020-06-11 | 17.08 | 16.59 | 0.1s | WI | Transmission | R0017977 | 2 | 17.08 | 1 |  | 450 | ASBUILT | ASBUILT | ASBUILT | ASBUILT | VEST | 77789 | GRUGST |  | 53.43 | ASBUILT | WSL |  | Te Kawerau a Maki,Ngāti Whātua,Ngāti Whātua o Ōrākei,Ngāti Tamaoho,Ngāti Tamaterā,Te Ākitai Waiohua | 1.21 | 1 |  |  |  | no | 1 | 3 | 1 | CCTV NOT Available or Over 30 Years Old & Soil Type Available | 2.8985 | 3 | 2 | 2 | 2.5 | Property Parcels | 1 |  | 5 | 1.165 | 0.4 | Diameter Used For Flow Approximation & Depth Available | 53.4288 | 4
4612 | 704467 | 5058508 | 0 | 81191254 | DSNSD | Northside Drive Branch Sewer | Gravity | Pipe | Buried | OP | PE | None | 2020-09-30 | 16.45 | 15.9 | 0.1s | NI | Transmission | 2013013 | 2 |  |  |  | 450 | ASBUILT | ASBUILT | ASBUILT | ASBUILT | CONS | 81190980 |  | DSNSD-D82-PIPE041 | 45.74 | ASBUILT | WSL |  | Te Kawerau a Maki,Ngāti Whātua,Ngāti Maru,Ngāti Whātua o Kaipara,Ngāti Whātua o Ōrākei,Ngāti Tamaoho,Ngāti Manuhiri,Ngāti Tamaterā,Ngāti Hako,Te Ākitai Waiohua | 1.21 | 1 |  |  |  | no | 1 | 3 | 1 | CCTV NOT Available or Over 30 Years Old & Soil Type Available | 2.8985 | 3 | 2 | 2 | 2.5 | Property Parcels | 1 |  | 5 | 1.165 | 0.4 | Diameter Used For Flow Approximation & Depth Available | 45.7752 | 4
1032 | 1091 | 15781 | 10004056 | 193267 | DSB01 | Branch 1 Remuera | Gravity | Pipe | Buried | OP | VC | None | 1910-06-30 | 11.94 | 9.68 | dwg | OM | Transmission | DC09027 | 2 |  |  | 4 | 450 | [5 empty] | 73910 | NA |  | 44.38 |  | WSL |  | Waikato,Te Kawerau a Maki,Ngāti Whātua,Ngāti Maru,Ngāti Whātua o Ōrākei,Ngāti Tamaoho,Te Patukirikiri,Ngāti Tamaterā,Ngāti Pāoa,Ngāi Tai ki Tāmaki,Ngāti Hako,Te Ākitai Waiohua | 3.07 | 3 | 3 | 2018 | te puna wai | yes | 1 | 1 | 4 | CCTV Available (0-10 Years Old) & Soil Type Available | 2.8985 | 3 | 2 | 2 | 2.5 | Property Parcels | 1 |  | 5 | 1.165 | 0.4 | Diameter Used For Flow Approximation & Depth Available | 44.3833 | 14
4686 | 744147 | 5712223 | 0 | 82714235 | DSLWD | Lawsons Creek Branch Sewer Duplication | Gravity | Pipe | Buried | OP | GRP | None | 2021-04-08 | 8.24 | 7.89 | 0.1s | WI | Transmission | 2013009.00 | 2 |  |  |  | 428 | ASBUILT | ASBUILT | ASBUILT | ASBUILT | CONS | 82677397 |  |  | 41.42 | ASBUILT | WSL |  | Te Kawerau a Maki,Ngāti Whātua,Ngāti Maru,Ngāti Whātua o Ōrākei,Ngāti Tamaoho,Ngāti Tamaterā,Ngāti Hako,Te Ākitai Waiohua | 1.21 | 1 |  |  |  | no | 1 | 3 | 1 | CCTV NOT Available or Over 30 Years Old & Soil Type Available | 2.8985 | 3 | 2 | 2 | 2.5 | Property Parcels | 1 |  | 5 | 1.165 | 0.4 | Diameter Used For Flow Approximation & Depth Available | 41.4196 | 4
4694 | 744170 | 5712227 | 0 | 82714237 | DSLWD | Lawsons Creek Branch Sewer Duplication | Gravity | Pipe | Buried | OP | GRP | None | 2021-04-08 | 7.35 | 6.81 | 0.1s | WI | Transmission | 2013009.00 | 2 |  |  |  | 428 | ASBUILT | ASBUILT | ASBUILT | ASBUILT | CONS | 82677395 |  |  | 40.52 | ASBUILT | WSL |  | Te Kawerau a Maki,Ngāti Whātua,Ngāti Maru,Ngāti Whātua o Ōrākei,Ngāti Tamaoho,Ngāti Tamaterā,Ngāti Hako,Te Ākitai Waiohua | 1 | 1 |  |  |  | no | 1 | 1 | 1 | CCTV NOT Available or Over 30 Years Old & Soil Type Available | 2.8985 | 3 | 2 | 2 | 2.5 | Property Parcels | 1 |  | 5 | 1.165 | 0.4 | Diameter Used For Flow Approximation & Depth Available | 40.5224 | 4
4696 | 744178 | 5712430 | 0 | 82714240 | DSLWD | Lawsons Creek Branch Sewer Duplication | Gravity | Pipe | Buried | OP | PE | None | 2021-04-08 | 11.44 | 11.31 | 0.1s | WI | Transmission | 2013009.00 | 2 |  |  |  | 450 | ASBUILT | ASBUILT | ASBUILT | ASBUILT | CONS | 82714015 |  |  | 32.25 | ASBUILT | WSL |  | Te Kawerau a Maki,Ngāti Whātua,Ngāti Maru,Ngāti Whātua o Ōrākei,Ngāti Tamaoho,Ngāti Tamaterā,Ngāti Hako,Te Ākitai Waiohua | 1.21 | 1 |  |  |  | no | 1 | 3 | 1 | CCTV NOT Available or Over 30 Years Old & Soil Type Available | 2.8985 | 3 | 2 | 2 | 2.5 | Property Parcels | 1 | Significant Ecological Area - SEA_T_4661 | 5 | 1.165 | 0.4 | Diameter Used For Flow Approximation & Depth Available | 32.246 | 4
4675 | 738024 | 5651207 | 0 | 82717845 | DSBRM | Bremner Branch Sewer | Gravity | Pipe | Buried | OP | PE | None | 2020-04-07 | 0.03 | 0.01 | 0.1s | SI | Transmission | 2012923.00 | 2 |  |  |  | 500 | ASBUILT | ASBUILT | ASBUILT | ASBUILT | CONS | 82649745 |  |  | 32.17 | ASBUILT | WSL |  | Waikato,Ngāti Maru,Ngāti Tamaoho,Ngāti Tamaterā,Ngāti Pāoa,Ngāi Tai ki Tāmaki,Ngāti Hako,Te Ākitai Waiohua | 1.21 | 1 |  |  |  | no | 1 | 3 | 1 | CCTV NOT Available or Over 30 Years Old & Soil Type Available | 2.8985 | 3 | 2 | 2 | 2.5 | Property Parcels | 1 |  | 5 | 1.165 | 0.4 | Diameter Used For Flow Approximation & Depth Available | 32.174 | 4
4576 | 683990 | 5052334 | 4 | 81176325 | DSSWN | Swanson Branch | Gravity | Pipe | Buried | OP | PE |  | 2020-06-11 | 16.35 | 16.07 | 0.1s | WI | Transmission | R0017977 | 2 | 16.35 | 1 |  | 450 | ASBUILT | ASBUILT | ASBUILT | ASBUILT | VEST | 77789 | GRUGST |  | 27.46 | ASBUILT | WSL |  | Te Kawerau a Maki,Ngāti Whātua,Ngāti Whātua o Ōrākei,Ngāti Tamaoho,Ngāti Tamaterā,Te Ākitai Waiohua | 1.21 | 1 |  |  |  | no | 1 | 3 | 1 | CCTV NOT Available or Over 30 Years Old & Soil Type Available | 2.8985 | 3 | 2 | 2 | 2.5 | Property Parcels | 1 |  | 5 | 1.165 | 0.4 | Diameter Used For Flow Approximation & Depth Available | 27.4582 | 4
2747 | 2987 | 40471 | 10005164 | 194015 | DSBOT | Botany Branch | Gravity | Pipe | Buried | OP | PE | None | 2009-10-01 | 11.62 | 11.1 | 0.1s | TE | Transmission | DC10023 | 2 |  |  | 4 | 500 | [5 empty] | 74652 | NA |  | 20.39 |  | WSL |  | Waikato,Ngāti Maru,Ngāti Tamaoho,Ngāti Whanaunga,Ngāti Tamaterā,Ngāti Pāoa,Ngāi Tai ki Tāmaki,Ngāti Hako,Te Ākitai Waiohua | 1.12 | 1 | 1 | 2018 | te puna wai | no | 1 | 3 | 1 | CCTV Available (0-10 Years Old) & Soil Type Available | 2.8985 | 3 | 2 | 2 | 2.5 | Property Parcels | 1 |  | 5 | 1.165 | 0.4 | Diameter Used For Flow Approximation & Depth Available | 20.3873 | 4
4575 | 683989 | 5052333 | 4 | 81176324 | DSSWN | Swanson Branch | Gravity | Pipe | Buried | OP | PE |  | 2020-06-11 | 16.57 | 16.39 | 0.1s | WI | Transmission | R0017977 | 2 | 16.57 | 1 |  | 450 | ASBUILT | ASBUILT | ASBUILT | ASBUILT | VEST | 77789 | GRUGST |  | 19.39 | ASBUILT | WSL |  | Te Kawerau a Maki,Ngāti Whātua,Ngāti Whātua o Ōrākei,Ngāti Tamaoho,Ngāti Tamaterā,Te Ākitai Waiohua | 1.21 | 1 |  |  |  | no | 1 | 3 | 1 | CCTV NOT Available or Over 30 Years Old & Soil Type Available | 2.8985 | 3 | 2 | 2 | 2.5 | Property Parcels | 1 |  | 5 | 1.165 | 0.4 | Diameter Used For Flow Approximation & Depth Available | 19.3901 | 4
4574 | 682388 | 5052298 | 4 | 81174884 | DSSWN | Swanson Branch | Gravity | Pipe | Buried | OP | PE |  | 2020-06-11 | 17.3 | 17.08 | 0.1s | WI | Transmission | R0017977 | 2 | 17.3 | 1 |  | 450 | ASBUILT | ASBUILT | ASBUILT | ASBUILT | VEST | 77789 | GRUGST |  | 18.26 | ASBUILT | WSL |  | Te Kawerau a Maki,Ngāti Whātua,Ngāti Whātua o Ōrākei,Ngāti Tamaoho,Ngāti Tamaterā,Te Ākitai Waiohua | 1.21 | 1 |  |  |  | no | 1 | 3 | 1 | CCTV NOT Available or Over 30 Years Old & Soil Type Available | 2.8985 | 3 | 2 | 2 | 2.5 | Property Parcels | 1 |  | 5 | 1.165 | 0.4 | Diameter Used For Flow Approximation & Depth Available | 18.2593 | 4
4690 | 744155 | 5712170 | 0 | 82714228 | DSLWD | Lawsons Creek Branch Sewer Duplication | Gravity | Pipe | Buried | OP | PE | None | 2021-04-08 | 16.04 | 15.03 | 0.1s | WI | Transmission | 2013009.00 | 2 |  |  |  | 450 | ASBUILT | ASBUILT | ASBUILT | ASBUILT | CONS | 82677405 |  |  | 17.76 | ASBUILT | WSL |  | Te Kawerau a Maki,Ngāti Whātua,Ngāti Maru,Ngāti Whātua o Ōrākei,Ngāti Tamaoho,Ngāti Tamaterā,Ngāti Hako,Te Ākitai Waiohua | 1.21 | 1 |  |  |  | no | 1 | 3 | 1 | CCTV NOT Available or Over 30 Years Old & Soil Type Available | 2.8985 | 3 | 2 | 2 | 2.5 | Property Parcels | 1 | Significant Ecological Area - SEA_T_4661 | 5 | 1.165 | 0.4 | Diameter Used For Flow Approximation & Depth Available | 17.7567 | 4
1495 | 1599 | 17679 | 10004192 | 193547 | DSB03 | Branch 3 Newmarket | Gravity | Pipe | Buried | OP | CONC | None | 2003-07-31 | 49.34 | 45.09 | dwg | OM | Transmission | Legacy | 2 |  |  | 4 | 525 | [5 empty] | 74009 | NA |  | 12.33 |  | WSL |  | Waikato,Te Kawerau a Maki,Ngāti Whātua,Ngāti Maru,Ngāti Whātua o Ōrākei,Ngāti Tamaoho,Te Patukirikiri,Ngāti Tamaterā,Ngāti Pāoa,Ngāi Tai ki Tāmaki,Ngāti Hako,Te Ākitai Waiohua | 1 | 1 | 1 | 2009 | te puna wai | no | 1 | 1 | 1 | CCTV Available (10-20 Years Old) & Soil Type Available | 2.8985 | 3 | 2 | 2 | 2.5 | Property Parcels | 1 |  | 5 | 1.165 | 0.4 | Diameter Used For Flow Approximation & Depth Available | 12.3321 | 4
4573 | 682387 | 5052297 | 4 | 81176394 | DSSWN | Swanson Branch | Gravity | Pipe | Buried | OP | PE |  | 2020-06-11 | 17.42 | 17.35 | 0.1s | WI | Transmission | R0017977 | 2 | 17.42 | 1 |  | 450 | ASBUILT | ASBUILT | ASBUILT | ASBUILT | VEST | 77789 | GRUGST |  | 7.35 | ASBUILT | WSL |  | Te Kawerau a Maki,Ngāti Whātua,Ngāti Whātua o Ōrākei,Ngāti Tamaoho,Ngāti Tamaterā,Te Ākitai Waiohua | 1.21 | 1 |  |  |  | no | 1 | 3 | 1 | CCTV NOT Available or Over 30 Years Old & Soil Type Available | 2.8985 | 3 | 2 | 2 | 2.5 | Property Parcels | 1 |  | 5 | 1.165 | 0.4 | Diameter Used For Flow Approximation & Depth Available | 7.3497 | 4
4615 | 704473 | 5058514 | 0 | 81191257 | DSNSD | Northside Drive Branch Sewer | Gravity | Pipe | Buried | OP | PE | None | 2020-10-03 | 13.92 | 13.86 | 0.1s | NI | Transmission | 2013013 | 2 |  |  |  | 450 | ASBUILT | ASBUILT | ASBUILT | ASBUILT | CONS | 81190983 |  | DSNSD-D82-PIPE011 | 5.14 | ASBUILT | WSL |  | Te Kawerau a Maki,Ngāti Whātua,Ngāti Maru,Ngāti Whātua o Kaipara,Ngāti Whātua o Ōrākei,Ngāti Tamaoho,Ngāti Manuhiri,Ngāti Tamaterā,Ngāti Hako,Te Ākitai Waiohua | 1.21 | 1 |  |  |  | no | 1 | 3 | 1 | CCTV NOT Available or Over 30 Years Old & Soil Type Available | 2.8985 | 3 | 2 | 2 | 2.5 | Property Parcels | 1 |  | 5 | 1.165 | 0.4 | Diameter Used For Flow Approximation & Depth Available | 5.7415 | 4
1434 | 1532 | 16871 | 10008525 | 196918 | DSSWN | Swanson Branch | Gravity | Pipe | Buried | OP | CONC | None | 1965-06-30 | 18.7 | 18.11 | dwg | WI | Transmission | Legacy | 2 |  |  | 4 | 375 | [5 empty] | 77791 | NA |  | 185.9 |  | WSL |  | Te Kawerau a Maki,Ngāti Whātua,Ngāti Whātua o Ōrākei,Ngāti Tamaoho,Ngāti Tamaterā,Te Ākitai Waiohua | 2.48 | 2 | 2 | 2009 | te puna wai | no | 5 | 3 | 2 | CCTV Available (10-20 Years Old) & Soil Type Available | 2.8984 | 3 | 1 | 1 | 2.5 | Property Parcels | 1 |  | 5 | 1.1 | 0.0017438 | Modelled Flow Data Used & Depth Available | 185.9032 | 8
1439 | 1537 | 16876 | 10008530 | 197583 | DSSWN | Swanson Branch | Gravity | Pipe | Buried | OP | CONC | None | 1965-06-30 | 21.22 | 20.7 | dwg | WI | Transmission | Legacy | 2 |  |  | 4 | 375 | [5 empty] | 77796 | NA |  | 177.13 |  | WSL |  | Te Kawerau a Maki,Ngāti Whātua,Ngāti Whātua o Ōrākei,Ngāti Tamaoho,Ngāti Tamaterā,Te Ākitai Waiohua | 2.05 | 2 | 1 | 2009 | te puna wai | no | 5 | 1 | 2 | CCTV Available (10-20 Years Old) & Soil Type Available | 2.8984 | 3 | 1 | 1 | 2.5 | Property Parcels | 1 |  | 5 | 1.1 | 0.0017438 | Modelled Flow Data Used & Depth Available | 177.1344 | 8
1438 | 1536 | 16875 | 10008529 | 196919 | DSSWN | Swanson Branch | Gravity | Pipe | Buried | OP | CONC | None | 1965-06-30 | 20.7 | 20.22 | dwg | WI | Transmission | Legacy | 2 |  |  | 4 | 375 | [5 empty] | 77795 | NA |  | 165.58 |  | WSL |  | Te Kawerau a Maki,Ngāti Whātua,Ngāti Whātua o Ōrākei,Ngāti Tamaoho,Ngāti Tamaterā,Te Ākitai Waiohua | 2.05 | 2 | 1 | 2009 | te puna wai | no | 5 | 1 | 2 | CCTV Available (10-20 Years Old) & Soil Type Available | 2.8984 | 3 | 1 | 1 | 2.5 | Property Parcels | 1 |  | 5 | 1.1 | 0.0017438 | Modelled Flow Data Used & Depth Available | 165.5775 | 8
1437 | 1535 | 16874 | 10008528 | 197183 | DSSWN | Swanson Branch | Gravity | Pipe | Buried | OP | CONC | None | 1965-06-30 | 20.22 | 19.66 | dwg | WI | Transmission | Legacy | 2 |  |  | 4 | 375 | [5 empty] | 77794 | NA |  | 164.7 |  | WSL |  | Te Kawerau a Maki,Ngāti Whātua,Ngāti Whātua o Ōrākei,Ngāti Tamaoho,Ngāti Tamaterā,Te Ākitai Waiohua | 2.33 | 2 | 2 | 2009 | te puna wai | no | 5 | 1 | 2 | CCTV Available (10-20 Years Old) & Soil Type Available | 2.8984 | 3 | 1 | 1 | 2.5 | Property Parcels | 1 |  | 5 | 1.1 | 0.0017438 | Modelled Flow Data Used & Depth Available | 164.7029 | 8
1435 | 1533 | 16872 | 10008526 | 197582 | DSSWN | Swanson Branch | Gravity | Pipe | Buried | OP | CONC | None | 1965-06-30 | 19.15 | 18.7 | dwg | WI | Transmission | Legacy | 2 |  |  | 4 | 375 | [5 empty] | 77792 | NA |  | 142.89 |  | WSL |  | Te Kawerau a Maki,Ngāti Whātua,Ngāti Whātua o Ōrākei,Ngāti Tamaoho,Ngāti Tamaterā,Te Ākitai Waiohua | 2.48 | 2 | 2 | 2009 | te puna wai | no | 5 | 3 | 2 | CCTV Available (10-20 Years Old) & Soil Type Available | 2.8984 | 3 | 1 | 1 | 2.5 | Property Parcels | 1 |  | 5 | 1.1 | 0.0017438 | Modelled Flow Data Used & Depth Available | 142.8867 | 8
1436 | 1534 | 16873 | 10008527 | 197064 | DSSWN | Swanson Branch | Gravity | Pipe | Buried | OP | CONC | None | 1965-06-30 | 19.66 | 19.15 | dwg | WI | Transmission | Legacy | 2 |  |  | 4 | 375 | [5 empty] | 77793 | NA |  | 165.08 |  | WSL |  | Te Kawerau a Maki,Ngāti Whātua,Ngāti Whātua o Ōrākei,Ngāti Tamaoho,Ngāti Tamaterā,Te Ākitai Waiohua | 2 | 2 | 2 | 2009 | te puna wai | no | 1 | 3 | 2 | CCTV Available (10-20 Years Old) & Soil Type Available | 2.8984 | 3 | 1 | 1 | 2.5 | Property Parcels | 1 |  | 5 | 1.1 | 0.0017438 | Modelled Flow Data Used & Depth Available | 165.0766 | 8
1531 | 1646 | 15775 | 10004780 | 193600 | DSB3A | Branch 3A Parnell | Gravity | Pipe | Buried | OP | VC | None | 1911-06-30 | 5.1 | 4.5 | dwg | OM | Transmission | Legacy | 2 |  |  | 4 | 225 | [5 empty] | 74388 | NA |  | 60.86 |  | WSL |  | Waikato,Te Kawerau a Maki,Ngāti Whātua,Ngāti Maru,Ngāti Whātua o Ōrākei,Ngāti Tamaoho,Te Patukirikiri,Ngāti Tamaterā,Ngāti Pāoa,Ngāi Tai ki Tāmaki,Ngāti Hako,Te Ākitai Waiohua | 3.42 | 3 | 3 | 2003 | te puna wai | yes | 3 | 1 | 4 | CCTV Available (20-30 Years Old) & Soil Type Available | 2.8984 | 3 | 1 | 1 | 2.5 | Property Parcels | 1 | Significant Ecological Area - SEA_T_6171 | 5 | 1.1 | 0.0018049 | Modelled Flow Data Used & Depth Available | 60.8594 | 14
3488 | 3761 | 938145 | 10089318 | 193925 | DSBAV | Bayview Branch Sewer TS13 | Gravity | Pipe | Buried | OP | CONC | None | 2002-02-07 |  |  | dwg | NI | Transmission | Legacy | 2 |  |  | 4 | 740 | [5 empty] | 64075 | NA |  | 65.85 |  | WSL |  | Te Kawerau a Maki,Ngāti Whātua,Ngāti Maru,Ngāti Whātua o Ōrākei,Ngāti Tamaoho,Ngāti Manuhiri,Ngāti Whanaunga,Ngāti Tamaterā,Ngāti Pāoa,Ngāi Tai ki Tāmaki,Ngāti Hako,Te Ākitai Waiohua | 1 | 1 |  |  |  | no | 1 | 1 | 1 | CCTV NOT Available or Over 30 Years Old & Soil Type Available | 2.8983 | 3 | 2 | 3 | 2.5 | Property Parcels | 1 |  | 1.5 | 1.105 | 0.058193 | Modelled Flow Data Used & Depth Available | 65.8511 | 4
2939 | 3197 | 2566545 | 10086823 | 197050 | DSSLD | South Lynn Branch Diversion Sewer | Gravity | Pipe | Buried | OP | PE | None | 2014-05-23 | 23.92 | 21.92 | 0.1s | WI | Transmission | T0000637 | 2 |  |  | 4 | 375 | [5 empty] | 77421 | NA |  | 85.03 |  | WSL |  | Waikato,Te Kawerau a Maki,Ngāti Whātua,Ngāti Whātua o Ōrākei,Ngāti Tamaoho,Ngāti Tamaterā,Te Ākitai Waiohua | 1.21 | 1 |  |  |  | no | 1 | 3 | 1 | CCTV NOT Available or Over 30 Years Old & Soil Type Available | 2.8983 | 3 | 1 | 1 | 2.5 | Property Parcels | 1 |  | 5 | 1.1 | 0.001895 | Modelled Flow Data Used & Depth Available | 85.0251 | 4
1171 | 1239 | 15415 | 10004290 | 193327 | DSB05 | Branch 5 Herne Bay | Gravity | Pipe | Tunnelled | OP | VC | RIBL | 1912-06-30 | 11.15 | 10.33 | dwg | OM | Transmission | Legacy | 2 |  |  | 4 | 229 | [5 empty] | 74085 | NA |  | 247.58 |  | WSL |  | Te Kawerau a Maki,Ngāti Whātua,Ngāti Maru,Ngāti Whātua o Ōrākei,Ngāti Tamaoho,Ngāti Tamaterā,Ngāi Tai ki Tāmaki,Ngāti Hako,Te Ākitai Waiohua | 2 | 2 | 2 | 2018 | CCTV Footage Review Log South_Latest.xls | no | 1 | 1 | 1 | CCTV Available (0-10 Years Old) & Soil Type Available | 2.8982 | 3 | 1 | 1 | 2.5 | Property Parcels, Building Outlines | 1 |  | 5 | 1.1 | 0.001969 | Modelled Flow Data Used & Depth Available | 247.5772 | 8
4184 | 4468 | 932087 | 10088392 | 195410 | DSNRO | Northboro Branch Sewer TS2 | Gravity | Pipe | Buried | OP | CONC | None | 2000-04-01 |  |  | dwg | NI | Transmission | Legacy | 2 |  |  | 4 | 740 | [5 empty] | 65146 | NA |  | 63.9 |  | WSL |  | Te Kawerau a Maki,Ngāti Whātua,Ngāti Maru,Ngāti Whātua o Ōrākei,Ngāti Tamaoho,Te Patukirikiri,Ngāti Whanaunga,Ngāti Tamaterā,Ngāti Pāoa,Ngāi Tai ki Tāmaki,Ngāti Hako,Te Ākitai Waiohua | 1 | 1 |  |  |  | no | 1 | 1 | 1 | CCTV NOT Available or Over 30 Years Old & Soil Type Available | 2.8982 | 3 | 2 | 3 | 2.5 | Property Parcels | 1 |  | 1.5 | 1.105 | 0.058959 | Modelled Flow Data Used & Depth Available | 63.8968 | 4
1088 | 1148 | 16071 | 10008668 | 196932 | DSTBR | Tamaki Bridge Branch | Gravity | Pipe | Buried | OP | CONC | None | 1960-06-30 | 8.45 | 7.2 | dwg | SI | Transmission | Legacy | 2 |  |  | 4 | 250 | [5 empty] | 77862 | NA |  | 80.58 |  | WSL |  | Waikato,Te Kawerau a Maki,Ngāti Maru,Ngāti Tamaoho,Ngāti Whanaunga,Ngāti Tamaterā,Ngāti Pāoa,Ngāi Tai ki Tāmaki,Ngāti Hako,Te Ākitai Waiohua | 1.94 | 2 | 1 | 2015 | te puna wai | no | 1 | 3 | 3 | CCTV Available (0-10 Years Old) & Soil Type Available | 2.898 | 3 | 1 | 1 | 2.5 | Property Parcels | 1 |  | 5 | 1.1 | 0.0022007 | Modelled Flow Data Used & Depth Available | 80.5794 | 8
2944 | 3202 | 2566549 | 10086820 | 196809 | DSSLD | South Lynn Branch Diversion Sewer | Gravity | Pipe | Buried | OP | PE | None | 2014-05-23 | 18.39 | 16.8 | 0.1s | WI | Transmission | T0000637 | 2 |  |  | 4 | 375 | [5 empty] | 77417 | NA |  | 103.84 |  | WSL |  | Waikato,Te Kawerau a Maki,Ngāti Whātua,Ngāti Whātua o Ōrākei,Ngāti Tamaoho,Ngāti Tamaterā,Te Ākitai Waiohua | 1.97 | 2 |  |  |  | no | 5 | 3 | 1 | CCTV NOT Available or Over 30 Years Old & Soil Type Available | 2.8979 | 3 | 1 | 1 | 2.5 | Property Parcels | 1 |  | 5 | 1.1 | 0.0023583 | Modelled Flow Data Used & Depth Available | 103.8387 | 8
4619 | 721115 | 5519037 | 10008523 | 81218102 | DSSWN | Swanson Branch | Gravity | Pipe | Buried | OP | CONC | None | 1965-06-30 | 17.73 | 21.22 | dwg | WI | Transmission | Legacy | 2 |  |  | 4 | 375 | ASBUILT | ASBUILT | ASBUILT | ASBUILT | SPLIT | 77789 | NA |  | 10.25 | ASBUILT | WSL |  | Te Kawerau a Maki,Ngāti Whātua,Ngāti Whātua o Ōrākei,Ngāti Tamaoho,Ngāti Tamaterā,Te Ākitai Waiohua | 1.92 | 2 |  |  |  | no | 1 | 3 | 2 | CCTV NOT Available or Over 30 Years Old & Soil Type Available | 2.8978 | 3 | 1 | 1 | 2.5 | Property Parcels | 1 |  | 5 | 1.1 | 0.0024194 | Modelled Flow Data Used & Depth Available | 10.2461 | 8
909 | 959 | 17424 | 10064403 | 194157 | DSBBH | Bucklands Beach Branch | Gravity | Pipe | Buried | OP | CONC | None | 1966-06-30 | 9.07 | 9.06 | dwg | HI | Transmission | Legacy | 2 |  |  | 4 | 675 | [5 empty] | 74573 | NA |  | 12.42 |  | WSL |  | Waikato,Ngāti Maru,Ngāti Tamaoho,Ngāti Whanaunga,Ngāti Tamaterā,Ngāti Pāoa,Ngāi Tai ki Tāmaki,Ngāti Hako,Te Ākitai Waiohua | 2 | 2 | 2 | 2018 | te puna wai | no | 1 | 3 | 2 | CCTV Available (0-10 Years Old) & Soil Type Available | 2.8978 | 3 | 3 | 3 | 2 | Public Park & Sports Area | 1 |  | 5 | 1.075 | 0.055386 | Modelled Flow Data Used & Depth Available | 12.4203 | 8
910 | 960 | 16340 | 10005054 | 193887 | DSBBH | Bucklands Beach Branch | Gravity | Pipe | Buried | OP | CONC | None | 1966-06-30 | 9.06 | 8.91 | dwg | HI | Transmission | Legacy | 2 |  |  | 4 | 675 | [5 empty] | 74572 | NA |  | 103.93 |  | WSL |  | Waikato,Ngāti Maru,Ngāti Tamaoho,Ngāti Whanaunga,Ngāti Tamaterā,Ngāti Pāoa,Ngāi Tai ki Tāmaki,Ngāti Hako,Te Ākitai Waiohua | 2 | 2 | 2 | 2018 | te puna wai | no | 1 | 3 | 2 | CCTV Available (0-10 Years Old) & Soil Type Available | 2.8978 | 3 | 3 | 3 | 2 | Public Park & Sports Area | 1 |  | 5 | 1.075 | 0.055299 | Modelled Flow Data Used & Depth Available | 103.9298 | 8
911 | 961 | 16339 | 10005053 | 193694 | DSBBH | Bucklands Beach Branch | Gravity | Pipe | Buried | OP | CONC | None | 1966-06-30 | 8.91 | 8.76 | dwg | HI | Transmission | Legacy | 2 |  |  | 4 | 675 | [5 empty] | 74571 | NA |  | 105.58 |  | WSL |  | Waikato,Ngāti Maru,Ngāti Tamaoho,Ngāti Whanaunga,Ngāti Tamaterā,Ngāti Pāoa,Ngāi Tai ki Tāmaki,Ngāti Hako,Te Ākitai Waiohua | 2 | 2 | 2 | 2018 | te puna wai | no | 1 | 3 | 2 | CCTV Available (0-10 Years Old) & Soil Type Available | 2.8977 | 3 | 3 | 3 | 2 | Public Park & Sports Area | 1 |  | 5 | 1.075 | 0.055238 | Modelled Flow Data Used & Depth Available | 105.5802 | 8
1632 | 1778 | 16335 | 10005052 | 194132 | DSBBH | Bucklands Beach Branch | Gravity | Pipe | Buried | OP | CONC | None | 1966-06-30 | 8.76 | 8.61 | dwg | HI | Transmission | Legacy | 2 |  |  | 4 | 635 | [5 empty] | 74570 | NA |  | 107.92 |  | WSL |  | Waikato,Ngāti Maru,Ngāti Tamaoho,Ngāti Whanaunga,Ngāti Tamaterā,Ngāti Pāoa,Ngāi Tai ki Tāmaki,Ngāti Hako,Te Ākitai Waiohua | 2 | 2 | 2 | 2018 | te puna wai | no | 1 | 3 | 2 | CCTV Available (0-10 Years Old) & Soil Type Available | 2.8977 | 3 | 3 | 3 | 2 | Public Park & Sports Area | 1 |  | 5 | 1.075 | 0.055196 | Modelled Flow Data Used & Depth Available | 107.9202 | 8
1874 | 2050 | 16925 | 10007850 | 196533 | DSRAN | Ranui Branch | Gravity | Pipe | Tunnelled | OP | CONC | None | 1966-06-30 | 7.05 | 6.94 | dwg | WI | Transmission | Legacy | 2 |  |  | 4 | 381 | [5 empty] | 77111 | NA |  | 33.34 |  | WSL |  | Te Kawerau a Maki,Ngāti Whātua,Ngāti Whātua o Ōrākei,Ngāti Tamaoho,Ngāti Tamaterā,Te Ākitai Waiohua | 2 | 2 | 2 | 2016 | CCTV Footage Review Log South_Latest.xls | no | 1 | 3 | 2 | CCTV Available (0-10 Years Old) & Soil Type Available | 2.8974 | 3 | 2 | 1 | 2.5 | Property Parcels | 1 |  | 5 | 1.1 | 0.017596 | Modelled Flow Data Used & Depth Available | 33.3389 | 8
939 | 991 | 32219 | 10009566 | 197398 | DSWSL | Westlynn Branch | Gravity | Pipe | Buried | OP | VC | None | 1958-06-30 | 13.3 | 13.2 | appr | WI | Transmission | DC08066 | 2 |  |  | 4 | 225 | [5 empty] | 78649 | NA |  | 2.34 |  | WSL |  | Waikato,Te Kawerau a Maki,Ngāti Whātua,Ngāti Whātua o Ōrākei,Ngāti Tamaoho,Ngāti Tamaterā,Te Ākitai Waiohua | 3 | 3 | 3 | 2015 | te puna wai | no | 5 | 3 | 2 | CCTV Available (0-10 Years Old) & Soil Type Available | 2.8973 | 3 | 1 | 1 | 2.5 | Property Parcels | 1 |  | 5 | 1.1 | 0.0029632 | Modelled Flow Data Used & Depth Available | 2.3394 | 14
4509 | 4811 | 14823 | 10006605 | 196085 | DSMTW | Mt Wellington Branch | Gravity | Pipe | Buried | OP | CONC | None | 1961-06-30 | 14.23 | 13.54 | dwg | EI | Transmission | Legacy | 2 |  |  | 4 | 381 | [5 empty] | 75956 | NA |  | 101.14 |  | WSL |  | Waikato,Te Kawerau a Maki,Ngāti Whātua,Ngāti Maru,Ngāti Whātua o Ōrākei,Ngāti Tamaoho,Ngāti Whanaunga,Ngāti Tamaterā,Ngāti Pāoa,Ngāi Tai ki Tāmaki,Ngāti Hako,Te Ākitai Waiohua | 2.24 | 2 | 2 | 2017 | CCTV Footage Review Log South_Latest.xls | no | 1 | 1 | 3 | CCTV Available (0-10 Years Old) & Soil Type Available | 2.8973 | 3 | 2 | 1 | 2.5 | Property Parcels | 1 |  | 5 | 1.1 | 0.018258 | Modelled Flow Data Used & Depth Available | 101.1397 | 8
1223 | 1303 | 17149 | 10007844 | 196685 | DSRAN | Ranui Branch | Gravity | Pipe | Buried | OP | CONC | None | 1966-06-30 | 4.59 | 4.47 | dwg | WI | Transmission | Legacy | 2 |  |  | 4 | 381 | [5 empty] | 77106 | NA |  | 28.64 |  | WSL |  | Te Kawerau a Maki,Ngāti Whātua,Ngāti Whātua o Ōrākei,Ngāti Tamaoho,Ngāti Tamaterā,Te Ākitai Waiohua | 2 | 2 | 2 | 2016 | CCTV Footage Review Log South_Latest.xls | no | 1 | 3 | 2 | CCTV Available (0-10 Years Old) & Soil Type Available | 2.8972 | 3 | 2 | 1 | 2.5 | Property Parcels | 1 |  | 5 | 1.1 | 0.018451 | Modelled Flow Data Used & Depth Available | 28.6382 | 8
1376 | 1470 | 16717 | 10005753 | 194509 | DSGLE | Glen Eden Branch | Gravity | Pipe | Buried | OP | CONC | None | 1965-06-30 | 23.44 | 22.91 | dwg | WI | Transmission | Legacy | 2 |  |  | 4 | 375 | [5 empty] | 75244 | NA |  | 82.66 |  | WSL |  | Te Kawerau a Maki,Ngāti Whātua,Ngāti Whātua o Ōrākei,Ngāti Tamaoho,Ngāti Tamaterā,Te Ākitai Waiohua | 2 | 2 | 2 | 2011 | te puna wai | no | 1 | 3 | 2 | CCTV Available (10-20 Years Old) & Soil Type Available | 2.8971 | 3 | 2 | 1 | 2.5 | Property Parcels | 1 |  | 5 | 1.1 | 0.019256 | Modelled Flow Data Used & Depth Available | 82.6621 | 8
1377 | 1471 | 16718 | 10005754 | 195013 | DSGLE | Glen Eden Branch | Gravity | Pipe | Buried | OP | CONC | None | 1965-06-30 | 23.98 | 23.44 | dwg | WI | Transmission | Legacy | 2 |  |  | 4 | 375 | [5 empty] | 75245 | NA |  | 87.82 |  | WSL |  | Te Kawerau a Maki,Ngāti Whātua,Ngāti Whātua o Ōrākei,Ngāti Tamaoho,Ngāti Tamaterā,Te Ākitai Waiohua | 2 | 2 | 2 | 2011 | te puna wai | no | 1 | 3 | 2 | CCTV Available (10-20 Years Old) & Soil Type Available | 2.8971 | 3 | 2 | 1 | 2.5 | Property Parcels | 1 |  | 5 | 1.1 | 0.019259 | Modelled Flow Data Used & Depth Available | 87.8153 | 8
1375 | 1469 | 16716 | 10005752 | 195163 | DSGLE | Glen Eden Branch | Gravity | Pipe | Buried | OP | CONC | None | 1965-06-30 | 22.91 | 22.32 | dwg | WI | Transmission | Legacy | 2 |  |  | 4 | 375 | [5 empty] | 75243 | NA |  | 96.19 |  | WSL |  | Te Kawerau a Maki,Ngāti Whātua,Ngāti Whātua o Ōrākei,Ngāti Tamaoho,Ngāti Tamaterā,Te Ākitai Waiohua | 2 | 2 | 2 | 2011 | te puna wai | no | 1 | 1 | 2 | CCTV Available (10-20 Years Old) & Soil Type Available | 2.8969 | 3 | 2 | 1 | 2.5 | Property Parcels | 1 |  | 5 | 1.1 | 0.020372 | Modelled Flow Data Used & Depth Available | 96.186 | 8
811 | 851 | 15437 | 10006258 | 195086 | DSLYF | Lynfield Branch | Gravity | Pipe | Buried | OP | CONC | None | 1965-06-30 | 23.73 | 22.11 | dwg | WI | Transmission | Legacy | 2 |  |  | 4 | 300 | [5 empty] | 75657 | NA |  | 55.37 |  | WSL |  | Waikato,Te Kawerau a Maki,Ngāti Whātua,Ngāti Maru,Ngāti Whātua o Ōrākei,Ngāti Tamaoho,Ngāti Tamaterā,Ngāi Tai ki Tāmaki,Ngāti Hako,Te Ākitai Waiohua | 2 | 2 | 2 | 2018 | CCTV Footage Review Log South_Latest.xls | no | 1 | 3 | 2 | CCTV Available (0-10 Years Old) & Soil Type Available | 2.8969 | 3 | 2 | 1 | 2.5 | Property Parcels | 1 |  | 5 | 1.1 | 0.020884 | Modelled Flow Data Used & Depth Available | 55.3732 | 8
1941 | 2122 | 16067 | 10008664 | 196931 | DSTBR | Tamaki Bridge Branch | Gravity | Pipe | Buried | OP | CONC | None | 1960-06-30 | 4.82 | 4.19 | dwg | SI | Transmission | Legacy | 2 |  |  | 4 | 300 | [5 empty] | 77858 | NA |  | 83.2 |  | WSL |  | Waikato,Te Kawerau a Maki,Ngāti Maru,Ngāti Tamaoho,Ngāti Whanaunga,Ngāti Tamaterā,Ngāti Pāoa,Ngāi Tai ki Tāmaki,Ngāti Hako,Te Ākitai Waiohua | 1.94 | 2 | 1 | 2015 | te puna wai | no | 1 | 3 | 3 | CCTV Available (0-10 Years Old) & Soil Type Available | 2.8968 | 3 | 1 | 1 | 2.5 | Property Parcels | 1 |  | 5 | 1.1 | 0.0035519 | Modelled Flow Data Used & Depth Available | 83.2021 | 8
1940 | 2121 | 16066 | 10008663 | 197076 | DSTBR | Tamaki Bridge Branch | Gravity | Pipe | Buried | OP | CONC | None | 1960-06-30 | 4.19 | 3.66 | dwg | SI | Transmission | Legacy | 2 |  |  | 4 | 300 | [5 empty] | 77857 | NA |  | 73.01 |  | WSL |  | Waikato,Te Kawerau a Maki,Ngāti Maru,Ngāti Tamaoho,Ngāti Whanaunga,Ngāti Tamaterā,Ngāti Pāoa,Ngāi Tai ki Tāmaki,Ngāti Hako,Te Ākitai Waiohua | 1.94 | 2 | 1 | 2015 | te puna wai | no | 1 | 3 | 3 | CCTV Available (0-10 Years Old) & Soil Type Available | 2.8968 | 3 | 1 | 1 | 2.5 | Property Parcels | 1 |  | 5 | 1.1 | 0.0035519 | Modelled Flow Data Used & Depth Available | 73.0132 | 8
1277 | 1366 | 16776 | 10008708 | 196944 | DSTEN | Te Atatu North Branch | Gravity | Pipe | Buried | OP | CONC | None | 1966-06-30 | 3.79 | 3.54 | dwg | WI | Transmission | Legacy | 2 |  |  | 4 | 381 | [5 empty] | 77885 | NA |  | 81.01 |  | WSL |  | Te Kawerau a Maki,Ngāti Whātua,Ngāti Whātua o Ōrākei,Ngāti Tamaoho,Ngāti Tamaterā,Te Ākitai Waiohua | 2 | 2 | 2 | 2013 | te puna wai | no | 1 | 3 | 2 | CCTV Available (10-20 Years Old) & Soil Type Available | 2.8968 | 3 | 2 | 1 | 2.5 | Property Parcels | 1 | Significant Ecological Area - SEA_T_3377 | 5 | 1.1 | 0.021398 | Modelled Flow Data Used & Depth Available | 81.0075 | 8
1372 | 1466 | 16713 | 10005749 | 194508 | DSGLE | Glen Eden Branch | Gravity | Pipe | Buried | OP | CONC | None | 1965-06-30 | 21.52 | 21.27 | dwg | WI | Transmission | Legacy | 2 |  |  | 4 | 375 | [5 empty] | 75240 | NA |  | 41.11 |  | WSL |  | Te Kawerau a Maki,Ngāti Whātua,Ngāti Whātua o Ōrākei,Ngāti Tamaoho,Ngāti Tamaterā,Te Ākitai Waiohua | 2 | 2 | 2 | 2011 | te puna wai | no | 1 | 3 | 2 | CCTV Available (10-20 Years Old) & Soil Type Available | 2.8966 | 3 | 2 | 1 | 2.5 | Property Parcels | 1 |  | 5 | 1.1 | 0.022599 | Modelled Flow Data Used & Depth Available | 41.1121 | 8
947 | 1000 | 16519 | 10009563 | 198010 | DSWSL | Westlynn Branch | Gravity | Pipe | Buried | OP | VC | None | 1958-06-30 | 12.61 | 10.86 | dwg | WI | Transmission | Legacy | 2 |  |  | 4 | 225 | [5 empty] | 78648 | NA |  | 95.84 |  | WSL |  | Waikato,Te Kawerau a Maki,Ngāti Whātua,Ngāti Whātua o Ōrākei,Ngāti Tamaoho,Ngāti Tamaterā,Te Ākitai Waiohua | 3 | 3 | 3 | 2015 | te puna wai | no | 5 | 3 | 2 | CCTV Available (0-10 Years Old) & Soil Type Available | 2.8966 | 3 | 1 | 1 | 2.5 | Property Parcels, Building Outlines | 1 |  | 5 | 1.1 | 0.0037771 | Modelled Flow Data Used & Depth Available | 95.8353 | 14
2068 | 2269 | 17178 | 10005747 | 194655 | DSGLE | Glen Eden Branch | Gravity | Pipe | Buried | OP | CONC | None | 1965-06-30 | 20.9 | 20.53 | dwg | WI | Transmission | Legacy | 2 |  |  | 4 | 375 | [5 empty] | 75238 | NA |  | 62.12 |  | WSL |  | Te Kawerau a Maki,Ngāti Whātua,Ngāti Whātua o Ōrākei,Ngāti Tamaoho,Ngāti Tamaterā,Te Ākitai Waiohua | 2 | 2 | 2 | 2011 | te puna wai | no | 1 | 3 | 2 | CCTV Available (10-20 Years Old) & Soil Type Available | 2.8966 | 3 | 2 | 1 | 2.5 | Property Parcels | 1 |  | 5 | 1.1 | 0.022682 | Modelled Flow Data Used & Depth Available | 62.121 | 8
1040 | 1100 | 16518 | 10009562 | 197397 | DSWSL | Westlynn Branch | Gravity | Pipe | Buried | OP | VC | None | 1958-06-30 | 10.86 | 9.76 | dwg | WI | Transmission | Legacy | 2 |  |  | 4 | 225 | [5 empty] | 78647 | NA |  | 50.72 |  | WSL |  | Waikato,Te Kawerau a Maki,Ngāti Whātua,Ngāti Whātua o Ōrākei,Ngāti Tamaoho,Ngāti Tamaterā,Te Ākitai Waiohua | 2 | 2 | 2 | 1996 | te puna wai | no | 1 | 3 | 2 | CCTV Available (20-30 Years Old) & Soil Type Available | 2.8965 | 3 | 1 | 1 | 2.5 | Property Parcels | 1 |  | 5 | 1.1 | 0.0039284 | Modelled Flow Data Used & Depth Available | 50.7239 | 8
1072 | 1132 | 17041 | 10009557 | 197836 | DSWSL | Westlynn Branch | Gravity | Pipe | Buried | OP | VC | None | 1958-06-30 | 7.35 | 6.89 | dwg | WI | Transmission | Legacy | 2 |  |  | 4 | 225 | [5 empty] | 78641 | NA |  | 26.24 |  | WSL |  | Waikato,Te Kawerau a Maki,Ngāti Whātua,Ngāti Whātua o Ōrākei,Ngāti Tamaoho,Ngāti Tamaterā,Te Ākitai Waiohua | 2.58 | 3 | 2 | 1996 | te puna wai | no | 5 | 3 | 2 | CCTV Available (20-30 Years Old) & Soil Type Available | 2.8964 | 3 | 1 | 1 | 2.5 | Property Parcels | 1 | Significant Ecological Area - SEA_T_4711 | 5 | 1.1 | 0.0039734 | Modelled Flow Data Used & Depth Available | 26.2406 | 14
2629 | 2856 | 17189 | 10006152 | 195050 | DSHNV | Henderson Valley Branch | Gravity | Pipe | Buried | OP | CONC | None | 1964-06-30 | 9.28 | 9.14 | dwg | WI | Transmission | Legacy | 2 |  |  | 4 | 200 | [5 empty] | 75569 | NA |  | 57.33 |  | WSL |  | Te Kawerau a Maki,Ngāti Whātua,Ngāti Whātua o Ōrākei,Ngāti Tamaoho,Ngāti Tamaterā,Te Ākitai Waiohua | 2.27 | 2 | 2 | 2017 | te puna wai | no | 5 | 1 | 2 | CCTV Available (0-10 Years Old) & Soil Type Available | 2.8963 | 3 | 1 | 1 | 2.5 | Property Parcels | 1 |  | 5 | 1.1 | 0.0041117 | Modelled Flow Data Used & Depth Available | 57.3297 | 8
1207 | 1281 | 15973 | 10007773 | 196631 | DSPPS | Papatoetoe South Branch | Gravity | Pipe | Buried | OP | CONC | None | 1966-06-30 | 9.91 | 9.39 | dwg | SI | Transmission | Legacy | 2 |  |  | 4 | 318 | [5 empty] | 77055 | NA |  | 82.23 |  | WSL |  | Waikato,Te Kawerau a Maki,Ngāti Maru,Ngāti Tamaoho,Ngāti Tamaterā,Ngāi Tai ki Tāmaki,Ngāti Hako,Te Ākitai Waiohua | 2.33 | 2 | 2 | 2012 | te puna wai | no | 5 | 1 | 2 | CCTV Available (10-20 Years Old) & Soil Type Available | 2.8962 | 3 | 1 | 1 | 2.5 | Property Parcels | 1 |  | 5 | 1.1 | 0.0042308 | Modelled Flow Data Used & Depth Available | 82.2297 | 8
1839 | 2003 | 15676 | 10007484 | 196659 | DSPAP | Papakura Branch | Gravity | Pipe | Buried | OP | CONC | None | 1962-06-30 | 18.3 | 18.06 | dwg | SI | Transmission | Legacy | 2 |  |  | 4 | 375 | [5 empty] | 76628 | NA |  | 57.21 |  | WSL |  | Waikato,Ngāti Maru,Ngāti Tamaoho,Ngāti Whanaunga,Ngāti Tamaterā,Ngāti Pāoa,Ngāi Tai ki Tāmaki,Ngāti Hako,Te Ākitai Waiohua | 2.56 | 3 | 1 | 2010 | te puna wai | no | 5 | 1 | 3 | CCTV Available (10-20 Years Old) & Soil Type Available | 2.8961 | 3 | 1 | 1 | 2.5 | Property Parcels | 1 |  | 5 | 1.1 | 0.0042919 | Modelled Flow Data Used & Depth Available | 57.2068 | 14
2455 | 2670 | 16267 | 10006457 | 195739 | DSMEB | Mellons Bay Branch | Gravity | Pipe | Exposed | OP | CONC | None | 1966-06-30 | 1.34 | 1.07 | dwg | HI | Transmission | Legacy | 2 |  |  | 4 | 229 | [5 empty] | 75811 | NA |  | 91.31 |  | WSL |  | Waikato,Ngāti Maru,Ngāti Tamaoho,Te Patukirikiri,Ngāti Whanaunga,Ngāti Tamaterā,Ngāti Pāoa,Ngāi Tai ki Tāmaki,Ngāti Hako,Te Ākitai Waiohua | 3 | 3 | 3 | 2015 | CCTV Footage Review Log South_Latest.xls | no | 1 | 1 | 2 | CCTV Available (0-10 Years Old) & Soil Type Available | 2.8961 | 3 | 1 | 1 | 2.5 | Property Parcels, Safe Swim Beach | 1 | Ocean Intercept | 5 | 1.1 | 0.0043884 | Modelled Flow Data Used & Depth Available | 91.3052 | 14
2781 | 3026 | 302858 | 10071744 | 194659 | DSGLE | Glen Eden Branch | Gravity | Pipe | Buried | OP | CONC | None | 1965-06-30 | 19.81 | 19.42 | dwg | WI | Transmission | Legacy | 2 |  |  | 4 | 381 | [5 empty] | 75234 | NA |  | 37.82 |  | WSL |  | Te Kawerau a Maki,Ngāti Whātua,Ngāti Whātua o Ōrākei,Ngāti Tamaoho,Ngāti Tamaterā,Te Ākitai Waiohua | 2.67 | 3 |  |  |  | no | 5 | 3 | 2 | CCTV NOT Available or Over 30 Years Old & Soil Type Available | 2.896 | 3 | 2 | 1 | 2.5 | Property Parcels | 1 |  | 5 | 1.1 | 0.026549 | Modelled Flow Data Used & Depth Available | 37.8169 | 14
1838 | 2002 | 15675 | 10007483 | 196385 | DSPAP | Papakura Branch | Gravity | Pipe | Buried | OP | CONC | None | 1962-06-30 | 18.06 | 17.9 | dwg | SI | Transmission | Legacy | 2 |  |  | 4 | 375 | [5 empty] | 76627 | NA |  | 37 |  | WSL |  | Waikato,Ngāti Maru,Ngāti Tamaoho,Ngāti Whanaunga,Ngāti Tamaterā,Ngāti Pāoa,Ngāi Tai ki Tāmaki,Ngāti Hako,Te Ākitai Waiohua | 2.29 | 2 | 2 | 2010 | te puna wai | no | 1 | 1 | 3 | CCTV Available (10-20 Years Old) & Soil Type Available | 2.896 | 3 | 1 | 1 | 2.5 | Property Parcels | 1 |  | 5 | 1.1 | 0.0044978 | Modelled Flow Data Used & Depth Available | 36.9962 | 8
1028 | 1087 | 15952 | 10009543 | 197390 | DSWIT | Wiri Tradewaste | Gravity | Pipe | Buried | OP | CONC | None | 1986-06-30 | 24.41 | 23.68 | dwg | SI | Transmission | Legacy | 2 |  |  | 4 | 375 | [5 empty] | 78611 | NA |  | 41.15 |  | WSL |  | Waikato,Te Kawerau a Maki,Ngāti Maru,Ngāti Tamaoho,Ngāti Whanaunga,Ngāti Tamaterā,Ngāi Tai ki Tāmaki,Ngāti Hako,Te Ākitai Waiohua | 2 | 2 | 2 | 2011 | te puna wai | no | 1 | 1 | 1 | CCTV Available (10-20 Years Old) & Soil Type Available | 2.8959 | 3 | 1 | 1 | 2.5 | Property Parcels | 1 |  | 5 | 1.1 | 0.0045139 | Modelled Flow Data Used & Depth Available | 41.147 | 8
1027 | 1086 | 15951 | 10009542 | 198002 | DSWIT | Wiri Tradewaste | Gravity | Pipe | Buried | OP | CONC | None | 1986-06-30 | 23.68 | 22.95 | dwg | SI | Transmission | Legacy | 2 |  |  | 4 | 375 | [5 empty] | 78610 | NA |  | 39.22 |  | WSL |  | Waikato,Te Kawerau a Maki,Ngāti Maru,Ngāti Tamaoho,Ngāti Whanaunga,Ngāti Tamaterā,Ngāi Tai ki Tāmaki,Ngāti Hako,Te Ākitai Waiohua | 2 | 2 | 2 | 2011 | te puna wai | no | 1 | 1 | 1 | CCTV Available (10-20 Years Old) & Soil Type Available | 2.8959 | 3 | 1 | 1 | 2.5 | Property Parcels | 1 |  | 5 | 1.1 | 0.0045139 | Modelled Flow Data Used & Depth Available | 39.2183 | 8
1745 | 1902 | 17118 | 10009544 | 197830 | DSWIT | Wiri Tradewaste | Gravity | Pipe | Buried | OP | CONC | None | 1986-06-30 | 25.48 | 24.41 | dwg | SI | Transmission | Legacy | 2 |  |  | 4 | 375 | [5 empty] | 78612 | NA |  | 25.9 |  | WSL |  | Waikato,Te Kawerau a Maki,Ngāti Maru,Ngāti Tamaoho,Ngāti Whanaunga,Ngāti Tamaterā,Ngāi Tai ki Tāmaki,Ngāti Hako,Te Ākitai Waiohua | 2 | 2 | 2 | 2011 | te puna wai | no | 1 | 1 | 1 | CCTV Available (10-20 Years Old) & Soil Type Available | 2.8959 | 3 | 1 | 1 | 2.5 | Property Parcels | 1 |  | 5 | 1.1 | 0.0045139 | Modelled Flow Data Used & Depth Available | 25.8967 | 8
1837 | 2001 | 15674 | 10007482 | 196505 | DSPAP | Papakura Branch | Gravity | Pipe | Buried | OP | CONC | None | 1962-06-30 | 17.9 | 17.73 | dwg | SI | Transmission | Legacy | 2 |  |  | 4 | 375 | [5 empty] | 76626 | NA |  | 93.4 |  | WSL |  | Waikato,Ngāti Maru,Ngāti Tamaoho,Ngāti Whanaunga,Ngāti Tamaterā,Ngāti Pāoa,Ngāi Tai ki Tāmaki,Ngāti Hako,Te Ākitai Waiohua | 2.29 | 2 | 2 | 2010 | te puna wai | no | 1 | 1 | 3 | CCTV Available (10-20 Years Old) & Soil Type Available | 2.8956 | 3 | 1 | 1 | 2.5 | Property Parcels | 1 |  | 5 | 1.1 | 0.0048485 | Modelled Flow Data Used & Depth Available | 93.4015 | 8
1835 | 1999 | 15672 | 10007480 | 196658 | DSPAP | Papakura Branch | Gravity | Pipe | Buried | OP | CONC | None | 1962-06-30 | 17.57 | 17.33 | dwg | SI | Transmission | Legacy | 2 |  |  | 4 | 375 | [5 empty] | 76624 | NA |  | 51.98 |  | WSL |  | Waikato,Ngāti Maru,Ngāti Tamaoho,Ngāti Whanaunga,Ngāti Tamaterā,Ngāti Pāoa,Ngāi Tai ki Tāmaki,Ngāti Hako,Te Ākitai Waiohua | 2.84 | 3 | 2 | 2010 | te puna wai | no | 5 | 1 | 3 | CCTV Available (10-20 Years Old) & Soil Type Available | 2.8956 | 3 | 1 | 1 | 2.5 | Property Parcels | 1 |  | 5 | 1.1 | 0.0048646 | Modelled Flow Data Used & Depth Available | 51.9762 | 14
2374 | 2585 | 15420 | 10004284 | 193568 | DSB05 | Branch 5 Herne Bay | Gravity | Pipe | Tunnelled | OP | VC | PVC | 1912-06-30 | 8.85 | 8.69 | dwg | OM | Transmission | DU0803 | 2 |  |  | 4 | 300 | [5 empty] | 74078 | NA |  | 96.33 |  | WSL |  | Te Kawerau a Maki,Ngāti Whātua,Ngāti Maru,Ngāti Whātua o Ōrākei,Ngāti Tamaoho,Ngāti Tamaterā,Ngāti Pāoa,Ngāi Tai ki Tāmaki,Ngāti Hako,Te Ākitai Waiohua | 3 | 3 | 3 | 2018 | CCTV Footage Review Log South_Latest.xls | no | 1 | 1 | 1 | CCTV Available (0-10 Years Old) & Soil Type Available | 2.8955 | 3 | 1 | 1 | 2.5 | Property Parcels, Safe Swim Beach | 1 |  | 5 | 1.1 | 0.0050126 | Modelled Flow Data Used & Depth Available | 96.3299 | 14
2451 | 2666 | 17029 | 10007413 | 196476 | DSOTS | Otahuhu South Branch | Gravity | Pipe | Piered | OP | CLS | None | 1961-06-30 | 4.47 | 3.81 | dwg | SI | Transmission | Legacy | 2 |  |  | 4 | 310 | [5 empty] | 76562 | NA |  | 138.93 |  | WSL |  | Waikato,Te Kawerau a Maki,Ngāti Maru,Ngāti Whātua o Ōrākei,Ngāti Tamaoho,Ngāti Whanaunga,Ngāti Tamaterā,Ngāti Pāoa,Ngāi Tai ki Tāmaki,Ngāti Hako,Te Ākitai Waiohua | 4.44 | 4 | 3 | 2010 | te puna wai | no | 5 | 5 | 5 | CCTV Available (10-20 Years Old) & Soil Type Available | 2.8954 | 3 | 1 | 1 | 2.5 | Property Parcels | 1 | Ocean Intercept, Significant Ecological Area - SEA-M2-2908DD - DD | 5 | 1.1 | 0.0050962 | Modelled Flow Data Used & Depth Available | 138.9297 | 18
3614 | 3887 | 938146 | 10089317 | 193872 | DSBAV | Bayview Branch Sewer TS13 | Gravity | Pipe | Buried | OP | CONC | None | 2002-02-07 |  |  | dwg | NI | Transmission | Legacy | 2 |  |  | 4 | 740 | [5 empty] | 64074 | NA |  | 21.26 |  | WSL |  | Te Kawerau a Maki,Ngāti Whātua,Ngāti Maru,Ngāti Whātua o Ōrākei,Ngāti Tamaoho,Ngāti Manuhiri,Ngāti Whanaunga,Ngāti Tamaterā,Ngāti Pāoa,Ngāi Tai ki Tāmaki,Ngāti Hako,Te Ākitai Waiohua | 1 | 1 |  |  |  | no | 1 | 1 | 1 | CCTV NOT Available or Over 30 Years Old & Soil Type Available | 2.8952 | 3 | 2 | 3 | 2.5 | Property Parcels | 1 |  | 1.5 | 1.105 | 0.078101 | Modelled Flow Data Used & Depth Available | 21.2615 | 4
3623 | 3897 | 2558718 | 10088517 | 195979 | DSOTV | Oteha Valley Branch Sewer TS27 | Gravity | Pipe | Buried | OP | CONC | None | 1992-07-01 |  |  | dwg | NI | Transmission | Legacy | 2 |  |  | 4 | 600 | [5 empty] | 65206 | NA |  | 9.92 |  | WSL |  | Te Kawerau a Maki,Ngāti Whātua,Ngāti Maru,Ngāti Whātua o Kaipara,Ngāti Whātua o Ōrākei,Ngāti Tamaoho,Ngāti Manuhiri,Ngāti Whanaunga,Ngāti Tamaterā,Ngāti Pāoa,Ngāi Tai ki Tāmaki,Ngāti Hako,Te Ākitai Waiohua | 2 | 2 | 2 | 2018 | te puna wai | no | 1 | 3 | 1 | CCTV Available (0-10 Years Old) & Soil Type Available | 2.8952 | 3 | 2 | 3 | 2.5 | Property Parcels | 1 |  | 1.5 | 1.105 | 0.078101 | Modelled Flow Data Used & Depth Available | 9.9157 | 8
2777 | 3021 | 302854 | 10064740 | 196776 | DSPPE | Papatoetoe North East Branch | Gravity | Pipe | Buried | OP | VC | None | 2011-07-01 | 9.52 | 9.12 | dwg | SI | Transmission | DC12007 | 2 |  |  | 4 | 300 | [5 empty] | 77043 | NA |  | 88.93 |  | WSL |  | Waikato,Te Kawerau a Maki,Ngāti Maru,Ngāti Tamaoho,Ngāti Whanaunga,Ngāti Tamaterā,Ngāi Tai ki Tāmaki,Ngāti Hako,Te Ākitai Waiohua | 1.12 | 1 | 1 | 2018 | te puna wai | no | 1 | 3 | 1 | CCTV Available (0-10 Years Old) & Soil Type Available | 2.8951 | 3 | 1 | 1 | 2.5 | Property Parcels | 1 |  | 5 | 1.1 | 0.0054437 | Modelled Flow Data Used & Depth Available | 88.9319 | 4
2548 | 2771 | 15531 | 10008748 | 197690 | DSTEP | Te Papa Tradewaste | Gravity | Pipe | Buried | OP | CONC | None | 1964-06-30 | 6.41 | 6.38 | dwg | WI | Transmission | Legacy | 2 |  |  | 4 | 381 | [5 empty] | 77915 | NA |  | 38.21 |  | WSL |  | Waikato,Te Kawerau a Maki,Ngāti Whātua,Ngāti Maru,Ngāti Whātua o Ōrākei,Ngāti Tamaoho,Ngāti Tamaterā,Ngāti Pāoa,Ngāi Tai ki Tāmaki,Ngāti Hako,Te Ākitai Waiohua | 3 | 3 | 3 | 2015 | te puna wai | no | 3 | 3 | 2 | CCTV Available (0-10 Years Old) & Soil Type Available | 2.8951 | 3 | 1 | 1 | 2.5 | Property Parcels | 1 | Aquifer - Mt Wellington Volcanic Aquifer | 5 | 1.1 | 0.0054534 | Modelled Flow Data Used & Depth Available | 38.2067 | 14
1833 | 1997 | 15670 | 10007478 | 196504 | DSPAP | Papakura Branch | Gravity | Pipe | Buried | OP | CONC | None | 1962-06-30 | 17.05 | 16.71 | dwg | SI | Transmission | Legacy | 2 |  |  | 4 | 375 | [5 empty] | 76622 | NA |  | 93.65 |  | WSL |  | Waikato,Ngāti Maru,Ngāti Tamaoho,Ngāti Whanaunga,Ngāti Tamaterā,Ngāti Pāoa,Ngāi Tai ki Tāmaki,Ngāti Hako,Te Ākitai Waiohua | 2.29 | 2 | 2 | 2010 | te puna wai | no | 1 | 1 | 3 | CCTV Available (10-20 Years Old) & Soil Type Available | 2.8951 | 3 | 1 | 1 | 2.5 | Property Parcels | 1 |  | 5 | 1.1 | 0.0054566 | Modelled Flow Data Used & Depth Available | 93.6526 | 8
1046 | 1106 | 16533 | 10009575 | 198013 | DSWSL | Westlynn Branch | Gravity | Pipe | Buried | OP | VC | None | 1958-06-30 | 19.77 | 19.04 | dwg | WI | Transmission | Legacy | 2 |  |  | 4 | 225 | [5 empty] | 78661 | NA |  | 88.07 |  | WSL |  | Waikato,Te Kawerau a Maki,Ngāti Whātua,Ngāti Whātua o Ōrākei,Ngāti Tamaoho,Ngāti Tamaterā,Te Ākitai Waiohua | 2.48 | 2 | 2 | 2008 | te puna wai | no | 5 | 3 | 2 | CCTV Available (10-20 Years Old) & Soil Type Available | 2.8951 | 3 | 1 | 1 | 2.5 | Property Parcels, Building Outlines | 1 |  | 5 | 1.1 | 0.0054791 | Modelled Flow Data Used & Depth Available | 88.0735 | 8
1411 | 1508 | 16948 | 10009573 | 197840 | DSWSL | Westlynn Branch | Gravity | Pipe | Buried | OP | VC | None | 1958-06-30 | 18.77 | 18.53 | dwg | WI | Transmission | Legacy | 2 |  |  | 4 | 225 | [5 empty] | 78659 | NA |  | 22.99 |  | WSL |  | Waikato,Te Kawerau a Maki,Ngāti Whātua,Ngāti Whātua o Ōrākei,Ngāti Tamaoho,Ngāti Tamaterā,Te Ākitai Waiohua | 2.48 | 2 | 2 | 2008 | te puna wai | no | 5 | 3 | 2 | CCTV Available (10-20 Years Old) & Soil Type Available | 2.8951 | 3 | 1 | 1 | 2.5 | Property Parcels | 1 |  | 5 | 1.1 | 0.0054791 | Modelled Flow Data Used & Depth Available | 22.991 | 8
1045 | 1105 | 16532 | 10009572 | 197875 | DSWSL | Westlynn Branch | Gravity | Pipe | Buried | OP | VC | None | 1958-06-30 | 18.53 | 17.54 | dwg | WI | Transmission | Legacy | 2 |  |  | 4 | 225 | [5 empty] | 78658 | NA |  | 121.71 |  | WSL |  | Waikato,Te Kawerau a Maki,Ngāti Whātua,Ngāti Whātua o Ōrākei,Ngāti Tamaoho,Ngāti Tamaterā,Te Ākitai Waiohua | 2.48 | 2 | 2 | 2008 | te puna wai | no | 5 | 3 | 2 | CCTV Available (10-20 Years Old) & Soil Type Available | 2.8951 | 3 | 1 | 1 | 2.5 | Property Parcels | 1 |  | 5 | 1.1 | 0.0054823 | Modelled Flow Data Used & Depth Available | 121.7097 | 8
2808 | 3057 | 302897 | 10074714 | 196463 | DSOTD | Otahuhu East Branch Diversion Sewer | Gravity | Pipe | Buried | OP | CONC | None | 2011-12-01 | 3.35 | 2.92 | dwg | SI | Transmission | T0000017 | 2 |  |  | 4 | 375 | [5 empty] | 76503 | NA |  | 18.67 |  | WSL |  | Waikato,Te Kawerau a Maki,Ngāti Maru,Ngāti Whātua o Ōrākei,Ngāti Tamaoho,Ngāti Whanaunga,Ngāti Tamaterā,Ngāti Pāoa,Ngāi Tai ki Tāmaki,Ngāti Hako,Te Ākitai Waiohua | 1.42 | 1 | 1 | 2011 | te puna wai | no | 3 | 3 | 1 | CCTV Available (10-20 Years Old) & Soil Type Available | 2.895 | 3 | 1 | 1 | 2.5 | Property Parcels | 1 |  | 5 | 1.1 | 0.0055177 | Modelled Flow Data Used & Depth Available | 18.6674 | 4
1044 | 1104 | 16531 | 10072221 | 197876 | DSWSL | Westlynn Branch | Gravity | Pipe | Buried | OP | VC | None | 1958-06-30 | 17.17 | 16.28 | dwg | WI | Transmission | Legacy | 2 |  |  | 4 | 225 | [5 empty] | 78657 | NA |  | 107.35 |  | WSL |  | Waikato,Te Kawerau a Maki,Ngāti Whātua,Ngāti Whātua o Ōrākei,Ngāti Tamaoho,Ngāti Tamaterā,Te Ākitai Waiohua | 2.48 | 2 | 2 | 2008 | te puna wai | no | 5 | 3 | 2 | CCTV Available (10-20 Years Old) & Soil Type Available | 2.895 | 3 | 1 | 1 | 2.5 | Property Parcels | 1 |  | 5 | 1.1 | 0.0055242 | Modelled Flow Data Used & Depth Available | 107.35 | 8
1042 | 1102 | 16523 | 10009570 | 197399 | DSWSL | Westlynn Branch | Gravity | Pipe | Buried | OP | VC | None | 1958-06-30 | 14.92 | 14.09 | dwg | WI | Transmission | Legacy | 2 |  |  | 4 | 225 | [5 empty] | 78655 | NA |  | 110.14 |  | WSL |  | Waikato,Te Kawerau a Maki,Ngāti Whātua,Ngāti Whātua o Ōrākei,Ngāti Tamaoho,Ngāti Tamaterā,Te Ākitai Waiohua | 2 | 2 | 2 | 2008 | te puna wai | no | 1 | 3 | 2 | CCTV Available (10-20 Years Old) & Soil Type Available | 2.8948 | 3 | 1 | 1 | 2.5 | Property Parcels | 1 |  | 5 | 1.1 | 0.0058008 | Modelled Flow Data Used & Depth Available | 110.1378 | 8
2220 | 2430 | 16521 | 10009568 | 197874 | DSWSL | Westlynn Branch | Gravity | Pipe | Buried | OP | VC | None | 1958-06-30 | 13.85 | 13.3 | dwg | WI | Transmission | Legacy | 2 |  |  | 4 | 225 | [5 empty] | 78653 | NA |  | 45.61 |  | WSL |  | Waikato,Te Kawerau a Maki,Ngāti Whātua,Ngāti Whātua o Ōrākei,Ngāti Tamaoho,Ngāti Tamaterā,Te Ākitai Waiohua | 2.48 | 2 | 2 | 2008 | te puna wai | no | 5 | 3 | 2 | CCTV Available (10-20 Years Old) & Soil Type Available | 2.8946 | 3 | 1 | 1 | 2.5 | Property Parcels | 1 |  | 5 | 1.1 | 0.0060357 | Modelled Flow Data Used & Depth Available | 45.6061 | 8
1041 | 1101 | 16522 | 10009569 | 197839 | DSWSL | Westlynn Branch | Gravity | Pipe | Buried | OP | VC | None | 1958-06-30 | 14.09 | 13.85 | dwg | WI | Transmission | Legacy | 2 |  |  | 4 | 225 | [5 empty] | 78654 | NA |  | 34.77 |  | WSL |  | Waikato,Te Kawerau a Maki,Ngāti Whātua,Ngāti Whātua o Ōrākei,Ngāti Tamaoho,Ngāti Tamaterā,Te Ākitai Waiohua | 2.48 | 2 | 2 | 2008 | te puna wai | no | 5 | 3 | 2 | CCTV Available (10-20 Years Old) & Soil Type Available | 2.8946 | 3 | 1 | 1 | 2.5 | Property Parcels | 1 |  | 5 | 1.1 | 0.0060357 | Modelled Flow Data Used & Depth Available | 34.7686 | 8
4300 | 4587 | 2611565 | 10092215 | 195118 | DSGLR | Glenfield Relief Branch Sewer TS4A New | Gravity | Pipe | Buried | OP | CONC | None | 2015-11-03 | 28.12 | 23.87 | 0.1s | NI | Transmission | T0000766 | 2 |  |  | 4 | 300 | [5 empty] | 64718 | NA |  | 75.64 |  | WSL |  | Te Kawerau a Maki,Ngāti Whātua,Ngāti Maru,Ngāti Whātua o Ōrākei,Ngāti Tamaoho,Ngāti Manuhiri,Te Patukirikiri,Ngāti Whanaunga,Ngāti Tamaterā,Ngāti Pāoa,Ngāi Tai ki Tāmaki,Ngāti Hako,Te Ākitai Waiohua | 2 | 2 | 2 | 2016 | te puna wai | no | 5 | 1 | 1 | CCTV Available (0-10 Years Old) & Soil Type Available | 2.8945 | 3 | 1 | 1 | 2.5 | Property Parcels, Public Park & Sports Area | 1 |  | 5 | 1.1 | 0.0061256 | Modelled Flow Data Used & Depth Available | 75.6443 | 8
4308 | 4595 | 2611564 | 10092216 | 194741 | DSGLR | Glenfield Relief Branch Sewer TS4A New | Gravity | Pipe | Buried | OP | CONC | None | 2015-11-03 | 25.59 | 25.2 | 0.1s | NI | Transmission | T0000766 | 2 |  |  | 4 | 300 | [5 empty] | 64719 | NA |  | 58.85 |  | WSL |  | Te Kawerau a Maki,Ngāti Whātua,Ngāti Maru,Ngāti Whātua o Ōrākei,Ngāti Tamaoho,Ngāti Manuhiri,Te Patukirikiri,Ngāti Whanaunga,Ngāti Tamaterā,Ngāti Pāoa,Ngāi Tai ki Tāmaki,Ngāti Hako,Te Ākitai Waiohua | 2 | 2 | 2 | 2016 | te puna wai | no | 5 | 1 | 1 | CCTV Available (0-10 Years Old) & Soil Type Available | 2.8945 | 3 | 1 | 1 | 2.5 | Property Parcels, Public Park & Sports Area | 1 |  | 5 | 1.1 | 0.0061256 | Modelled Flow Data Used & Depth Available | 58.8505 | 8
1829 | 1993 | 15661 | 10007474 | 196503 | DSPAP | Papakura Branch | Gravity | Pipe | Buried | OP | CONC | None | 1962-06-30 | 15.91 | 15.58 | dwg | SI | Transmission | Legacy | 2 |  |  | 4 | 375 | [5 empty] | 76618 | NA |  | 64.68 |  | WSL |  | Waikato,Ngāti Maru,Ngāti Tamaoho,Ngāti Whanaunga,Ngāti Tamaterā,Ngāti Pāoa,Ngāi Tai ki Tāmaki,Ngāti Hako,Te Ākitai Waiohua | 2.84 | 3 | 2 | 2010 | te puna wai | no | 5 | 1 | 3 | CCTV Available (10-20 Years Old) & Soil Type Available | 2.8943 | 3 | 1 | 1 | 2.5 | Property Parcels | 1 |  | 5 | 1.1 | 0.0062931 | Modelled Flow Data Used & Depth Available | 64.6812 | 14
1831 | 1995 | 15668 | 10007476 | 196657 | DSPAP | Papakura Branch | Gravity | Pipe | Buried | OP | CONC | None | 1962-06-30 | 16.34 | 16.09 | dwg | SI | Transmission | Legacy | 2 |  |  | 4 | 375 | [5 empty] | 76620 | NA |  | 59.97 |  | WSL |  | Waikato,Ngāti Maru,Ngāti Tamaoho,Ngāti Whanaunga,Ngāti Tamaterā,Ngāti Pāoa,Ngāi Tai ki Tāmaki,Ngāti Hako,Te Ākitai Waiohua | 2.29 | 2 | 2 | 2010 | te puna wai | no | 1 | 1 | 3 | CCTV Available (10-20 Years Old) & Soil Type Available | 2.8943 | 3 | 1 | 1 | 2.5 | Property Parcels | 1 |  | 5 | 1.1 | 0.0062931 | Modelled Flow Data Used & Depth Available | 59.9719 | 8
1823 | 1987 | 15660 | 10007473 | 196006 | DSPAP | Papakura Branch | Gravity | Pipe | Buried | OP | CONC | None | 1962-06-30 | 15.58 | 15.3 | dwg | SI | Transmission | Legacy | 2 |  |  | 4 | 375 | [5 empty] | 76617 | NA |  | 91.03 |  | WSL |  | Waikato,Ngāti Maru,Ngāti Tamaoho,Ngāti Whanaunga,Ngāti Tamaterā,Ngāti Pāoa,Ngāi Tai ki Tāmaki,Ngāti Hako,Te Ākitai Waiohua | 2.29 | 2 | 2 | 2010 | te puna wai | no | 1 | 1 | 3 | CCTV Available (10-20 Years Old) & Soil Type Available | 2.8941 | 3 | 1 | 1 | 2.5 | Property Parcels | 1 |  | 5 | 1.1 | 0.0065505 | Modelled Flow Data Used & Depth Available | 91.0341 | 8
1456 | 1555 | 17527 | 10006260 | 195236 | DSLYF | Lynfield Branch | Gravity | Pipe | Buried | OP | CONC | None | 1965-06-30 | 25.08 | 24.02 | dwg | WI | Transmission | Legacy | 2 |  |  | 4 | 300 | [5 empty] | 75659 | NA |  | 13.41 |  | WSL |  | Waikato,Te Kawerau a Maki,Ngāti Whātua,Ngāti Maru,Ngāti Whātua o Ōrākei,Ngāti Tamaoho,Ngāti Tamaterā,Ngāi Tai ki Tāmaki,Ngāti Hako,Te Ākitai Waiohua | 2.39 | 2 | 2 | 2018 | CCTV Footage Review Log South_Latest.xls | no | 5 | 3 | 2 | CCTV Available (0-10 Years Old) & Soil Type Available | 2.894 | 3 | 1 | 1 | 2.5 | Property Parcels | 4 | NZ River Lines | 1 | 1.245 | 0.2 | Diameter Used For Flow Approximation & Depth Available | 13.4073 | 8
785 | 824 | 17378 | 10005544 | 194884 | DSFLD | Flat Bush Diversion | Gravity | Pipe | Buried | OP | CONC | None | 2000-01-18 | 15.06 | 15.01 | dwg | TE | Transmission | DC06038 | 2 |  |  | 4 | 375 | [5 empty] | 74988 | NA |  | 26.85 |  | WSL |  | Waikato,Ngāti Maru,Ngāti Tamaoho,Ngāti Whanaunga,Ngāti Tamaterā,Ngāti Pāoa,Ngāi Tai ki Tāmaki,Ngāti Hako,Te Ākitai Waiohua | 2 | 2 | 2 | 2003 | CCTV Footage Review Log South_Latest.xls | no | 1 | 3 | 1 | CCTV Available (20-30 Years Old) & Soil Type Available | 2.894 | 3 | 1 | 1 | 2.5 | Property Parcels | 4 | NZ River Lines | 1 | 1.245 | 0.2 | Diameter Used For Flow Approximation & Depth Available | 26.8504 | 8
1001 | 1057 | 14862 | 10007651 | 196765 | DSPNR | Penrose Branch | Gravity | Pipe | Buried | OP | CONC | None | 1959-06-30 | 17.25 | 16.59 | dwg | EI | Transmission | Legacy | 2 |  |  | 4 | 381 | [5 empty] | 76991 | NA |  | 93.56 |  | WSL |  | Waikato,Te Kawerau a Maki,Ngāti Whātua,Ngāti Maru,Ngāti Whātua o Ōrākei,Ngāti Tamaoho,Ngāti Tamaterā,Ngāti Pāoa,Ngāi Tai ki Tāmaki,Ngāti Hako,Te Ākitai Waiohua | 2.24 | 2 | 2 | 2016 | te puna wai | no | 1 | 1 | 3 | CCTV Available (0-10 Years Old) & Soil Type Available | 2.8939 | 3 | 1 | 1 | 2.5 | Property Parcels | 1 | Aquifer - Mt Wellington Volcanic Aquifer | 5 | 1.1 | 0.00675 | Modelled Flow Data Used & Depth Available | 93.5597 | 8
1773 | 1934 | 15880 | 10007712 | 196619 | DSPPC | Papatoetoe North Central Branch | Gravity | Pipe | Buried | OP | CONC | None | 1958-06-30 | 2.68 | 2.18 | dwg | SI | Transmission | Legacy | 2 |  |  | 4 | 318 | [5 empty] | 77007 | NA |  | 91.74 |  | WSL |  | Waikato,Te Kawerau a Maki,Ngāti Maru,Ngāti Tamaoho,Ngāti Tamaterā,Ngāi Tai ki Tāmaki,Ngāti Hako,Te Ākitai Waiohua | 3 | 3 | 3 | 2021 | CCTV Footage Review Log South_Latest.xls | no | 1 | 3 | 3 | CCTV Available (0-10 Years Old) & Soil Type Available | 2.8939 | 3 | 1 | 1 | 2.5 | Property Parcels | 1 |  | 5 | 1.1 | 0.0067757 | Modelled Flow Data Used & Depth Available | 91.7423 | 14
682 | 715 | 15879 | 10007713 | 196275 | DSPPC | Papatoetoe North Central Branch | Gravity | Pipe | Buried | OP | CONC | None | 1958-06-30 | 3.2 | 2.68 | dwg | SI | Transmission | Legacy | 2 |  |  | 4 | 318 | [5 empty] | 77008 | NA |  | 88.18 |  | WSL |  | Waikato,Te Kawerau a Maki,Ngāti Maru,Ngāti Tamaoho,Ngāti Tamaterā,Ngāi Tai ki Tāmaki,Ngāti Hako,Te Ākitai Waiohua | 3 | 3 | 3 | 2021 | CCTV Footage Review Log South_Latest.xls | no | 1 | 3 | 3 | CCTV Available (0-10 Years Old) & Soil Type Available | 2.8939 | 3 | 1 | 1 | 2.5 | Property Parcels | 1 |  | 5 | 1.1 | 0.0067853 | Modelled Flow Data Used & Depth Available | 88.177 | 14
1774 | 1935 | 15875 | 10007714 | 196769 | DSPPC | Papatoetoe North Central Branch | Gravity | Pipe | Buried | OP | CONC | None | 1958-06-30 | 3.53 | 3.2 | dwg | SI | Transmission | Legacy | 2 |  |  | 4 | 318 | [5 empty] | 77009 | NA |  | 86.85 |  | WSL |  | Waikato,Te Kawerau a Maki,Ngāti Maru,Ngāti Tamaoho,Ngāti Tamaterā,Ngāi Tai ki Tāmaki,Ngāti Hako,Te Ākitai Waiohua | 3 | 3 | 3 | 2021 | CCTV Footage Review Log South_Latest.xls | no | 1 | 3 | 3 | CCTV Available (0-10 Years Old) & Soil Type Available | 2.8939 | 3 | 1 | 1 | 2.5 | Property Parcels | 1 |  | 5 | 1.1 | 0.0067853 | Modelled Flow Data Used & Depth Available | 86.8529 | 14
1775 | 1936 | 15876 | 10007715 | 196417 | DSPPC | Papatoetoe North Central Branch | Gravity | Pipe | Buried | OP | CONC | None | 1958-06-30 | 4.02 | 3.53 | dwg | SI | Transmission | Legacy | 2 |  |  | 4 | 318 | [5 empty] | 77010 | NA |  | 93.55 |  | WSL |  | Waikato,Te Kawerau a Maki,Ngāti Maru,Ngāti Tamaoho,Ngāti Tamaterā,Ngāi Tai ki Tāmaki,Ngāti Hako,Te Ākitai Waiohua | 3 | 3 | 3 | 2021 | CCTV Footage Review Log South_Latest.xls | no | 1 | 3 | 3 | CCTV Available (0-10 Years Old) & Soil Type Available | 2.8939 | 3 | 1 | 1 | 2.5 | Property Parcels | 1 |  | 5 | 1.1 | 0.0067918 | Modelled Flow Data Used & Depth Available | 93.5529 | 14
2956 | 3214 | 910733 | 10089253 | 193252 | DSALW | Albany West Branch Sewer TS25 | Gravity | Pipe | Buried | OP | CONC | None | 1992-07-01 |  |  | dwg | NI | Transmission | Legacy | 2 |  |  | 4 | 724 | [5 empty] | 64054 | NA |  | 39.56 |  | WSL |  | Te Kawerau a Maki,Ngāti Whātua,Ngāti Maru,Ngāti Whātua o Kaipara,Ngāti Whātua o Ōrākei,Ngāti Tamaoho,Ngāti Manuhiri,Ngāti Whanaunga,Ngāti Tamaterā,Ngāti Pāoa,Ngāi Tai ki Tāmaki,Ngāti Hako,Te Ākitai Waiohua | 1.21 | 1 |  |  |  | no | 1 | 3 | 1 | CCTV NOT Available or Over 30 Years Old & Soil Type Available | 2.8936 | 3 | 2 | 3 | 2.5 | Property Parcels | 1 |  | 1.5 | 1.105 | 0.088055 | Modelled Flow Data Used & Depth Available | 39.5557 | 4
1000 | 1056 | 14861 | 10007650 | 196412 | DSPNR | Penrose Branch | Gravity | Pipe | Buried | OP | CONC | None | 1959-06-30 | 16.59 | 16.2 | dwg | EI | Transmission | Legacy | 2 |  |  | 4 | 381 | [5 empty] | 76990 | NA |  | 59.62 |  | WSL |  | Waikato,Te Kawerau a Maki,Ngāti Whātua,Ngāti Maru,Ngāti Whātua o Ōrākei,Ngāti Tamaoho,Ngāti Tamaterā,Ngāti Pāoa,Ngāi Tai ki Tāmaki,Ngāti Hako,Te Ākitai Waiohua | 2.24 | 2 | 2 | 2016 | te puna wai | no | 1 | 1 | 3 | CCTV Available (0-10 Years Old) & Soil Type Available | 2.8935 | 3 | 1 | 1 | 2.5 | Property Parcels | 1 | Aquifer - Mt Wellington Volcanic Aquifer | 5 | 1.1 | 0.0072422 | Modelled Flow Data Used & Depth Available | 59.6191 | 8
3256 | 3520 | 924070 | 10089257 | 193253 | DSALW | Albany West Branch Sewer TS25 | Gravity | Pipe | Buried | OP | CONC | None | 1992-01-01 |  |  | dwg | NI | Transmission | Legacy | 2 |  |  | 4 | 724 | [5 empty] | 64058 | NA |  | 37.99 |  | WSL |  | Te Kawerau a Maki,Ngāti Whātua,Ngāti Maru,Ngāti Whātua o Kaipara,Ngāti Whātua o Ōrākei,Ngāti Tamaoho,Ngāti Manuhiri,Ngāti Whanaunga,Ngāti Tamaterā,Ngāti Pāoa,Ngāi Tai ki Tāmaki,Ngāti Hako,Te Ākitai Waiohua | 1.21 | 1 |  |  |  | no | 1 | 3 | 1 | CCTV NOT Available or Over 30 Years Old & Soil Type Available | 2.8934 | 3 | 2 | 3 | 2.5 | Property Parcels | 1 |  | 1.5 | 1.105 | 0.089587 | Modelled Flow Data Used & Depth Available | 37.988 | 4
3332 | 3599 | 924071 | 10089256 | 193089 | DSALW | Albany West Branch Sewer TS25 | Gravity | Pipe | Buried | OP | CONC | None | 1992-01-01 |  |  | dwg | NI | Transmission | Legacy | 2 |  |  | 4 | 724 | [5 empty] | 64057 | NA |  | 32.15 |  | WSL |  | Te Kawerau a Maki,Ngāti Whātua,Ngāti Maru,Ngāti Whātua o Kaipara,Ngāti Whātua o Ōrākei,Ngāti Tamaoho,Ngāti Manuhiri,Ngāti Whanaunga,Ngāti Tamaterā,Ngāti Pāoa,Ngāi Tai ki Tāmaki,Ngāti Hako,Te Ākitai Waiohua | 1.21 | 1 |  |  |  | no | 1 | 3 | 1 | CCTV NOT Available or Over 30 Years Old & Soil Type Available | 2.8934 | 3 | 2 | 3 | 2.5 | Property Parcels | 1 |  | 1.5 | 1.105 | 0.089587 | Modelled Flow Data Used & Depth Available | 32.1487 | 4
1394 | 1489 | 14860 | 10007648 | 196270 | DSPNR | Penrose Branch | Gravity | Pipe | Buried | OP | CONC | None | 1959-06-30 | 15.46 | 14.74 | dwg | EI | Transmission | Legacy | 2 |  |  | 4 | 381 | [5 empty] | 76988 | NA |  | 102.84 |  | WSL |  | Waikato,Te Kawerau a Maki,Ngāti Whātua,Ngāti Maru,Ngāti Whātua o Ōrākei,Ngāti Tamaoho,Ngāti Tamaterā,Ngāti Pāoa,Ngāi Tai ki Tāmaki,Ngāti Hako,Te Ākitai Waiohua | 2.24 | 2 | 2 | 2016 | te puna wai | no | 1 | 1 | 3 | CCTV Available (0-10 Years Old) & Soil Type Available | 2.8933 | 3 | 1 | 1 | 2.5 | Property Parcels | 1 | Aquifer - Mt Wellington Volcanic Aquifer | 5 | 1.1 | 0.0073966 | Modelled Flow Data Used & Depth Available | 102.841 | 8
1408 | 1505 | 15007 | 10007647 | 196764 | DSPNR | Penrose Branch | Gravity | Pipe | Buried | OP | CONC | None | 1959-06-30 | 14.74 | 14.04 | dwg | EI | Transmission | Legacy | 2 |  |  | 4 | 381 | [5 empty] | 76987 | NA |  | 101.18 |  | WSL |  | Waikato,Te Kawerau a Maki,Ngāti Whātua,Ngāti Maru,Ngāti Whātua o Ōrākei,Ngāti Tamaoho,Ngāti Tamaterā,Ngāti Pāoa,Ngāi Tai ki Tāmaki,Ngāti Hako,Te Ākitai Waiohua | 2.24 | 2 | 2 | 2016 | te puna wai | no | 1 | 1 | 3 | CCTV Available (0-10 Years Old) & Soil Type Available | 2.8933 | 3 | 1 | 1 | 2.5 | Property Parcels | 1 | Aquifer - Mt Wellington Volcanic Aquifer | 5 | 1.1 | 0.0073966 | Modelled Flow Data Used & Depth Available | 101.1814 | 8
922 | 972 | 16216 | 10006476 | 195516 | DSMGB | Mangere Bridge Branch | Gravity | Pipe | Buried | OP | CONC | CIP | 1964-06-30 | 8.83 | 8.58 | dwg | WI | Transmission | Legacy | 2 |  |  | 4 | 381 | [5 empty] | 75815 | NA |  | 76.87 |  | WSL |  | Waikato,Te Kawerau a Maki,Ngāti Maru,Ngāti Whātua o Ōrākei,Ngāti Tamaoho,Ngāti Tamaterā,Ngāi Tai ki Tāmaki,Ngāti Hako,Te Ākitai Waiohua | 1.34 | 1 | 1 | 2018 | CCTV Footage Review Log South_Latest.xls | no | 3 | 3 | 1 | CCTV Available (0-10 Years Old) & Soil Type Available | 2.8932 | 3 | 1 | 1 | 2.5 | Property Parcels | 1 | Aquifer - Auckland Isthmus Volcanic Aquifer | 5 | 1.1 | 0.0075221 | Modelled Flow Data Used & Depth Available | 76.8691 | 4
3193 | 3457 | 911382 | 10089259 | 193496 | DSALW | Albany West Branch Sewer TS25 | Gravity | Pipe | Buried | OP | CONC | None | 1992-07-01 |  |  | dwg | NI | Transmission | Legacy | 2 |  |  | 4 | 724 | [5 empty] | 64060 | NA |  | 84.89 |  | WSL |  | Te Kawerau a Maki,Ngāti Whātua,Ngāti Maru,Ngāti Whātua o Kaipara,Ngāti Whātua o Ōrākei,Ngāti Tamaoho,Ngāti Manuhiri,Ngāti Whanaunga,Ngāti Tamaterā,Ngāti Pāoa,Ngāi Tai ki Tāmaki,Ngāti Hako,Te Ākitai Waiohua | 1.21 | 1 |  |  |  | no | 1 | 3 | 1 | CCTV NOT Available or Over 30 Years Old & Soil Type Available | 2.893 | 3 | 2 | 3 | 2.5 | Property Parcels | 1 |  | 1.5 | 1.105 | 0.091884 | Modelled Flow Data Used & Depth Available | 84.8892 | 4
1409 | 1506 | 14858 | 10007642 | 196411 | DSPNR | Penrose Branch | Gravity | Pipe | Buried | OP | CONC | None | 1959-06-30 | 6.59 | 4.23 | dwg | EI | Transmission | Legacy | 2 |  |  | 4 | 381 | [5 empty] | 76982 | NA |  | 96.53 |  | WSL |  | Waikato,Te Kawerau a Maki,Ngāti Whātua,Ngāti Maru,Ngāti Whātua o Ōrākei,Ngāti Tamaoho,Ngāti Tamaterā,Ngāti Pāoa,Ngāi Tai ki Tāmaki,Ngāti Hako,Te Ākitai Waiohua | 2.24 | 2 | 2 | 2016 | te puna wai | no | 1 | 1 | 3 | CCTV Available (0-10 Years Old) & Soil Type Available | 2.893 | 3 | 1 | 1 | 2.5 | Property Parcels | 1 | Aquifer - Mt Wellington Volcanic Aquifer | 5 | 1.1 | 0.0077538 | Modelled Flow Data Used & Depth Available | 96.5325 | 8
2050 | 2245 | 16217 | 10006475 | 195903 | DSMGB | Mangere Bridge Branch | Gravity | Pipe | Buried | OP | CONC | None | 1964-06-30 | 7.47 | 7.43 | dwg | WI | Transmission | Legacy | 2 |  |  | 4 | 381 | [5 empty] | 75814 | NA |  | 9.85 |  | WSL |  | Waikato,Te Kawerau a Maki,Ngāti Maru,Ngāti Whātua o Ōrākei,Ngāti Tamaoho,Ngāti Tamaterā,Ngāi Tai ki Tāmaki,Ngāti Hako,Te Ākitai Waiohua | 2 | 2 | 2 | 2018 | CCTV Footage Review Log South_Latest.xls | no | 1 | 1 | 2 | CCTV Available (0-10 Years Old) & Soil Type Available | 2.8926 | 3 | 1 | 1 | 2.5 | Property Parcels | 1 | Aquifer - Auckland Isthmus Volcanic Aquifer | 5 | 1.1 | 0.0081817 | Modelled Flow Data Used & Depth Available | 9.846 | 8
2700 | 2938 | 15871 | 10007737 | 196624 | DSPPE | Papatoetoe North East Branch | Gravity | Pipe | Buried | OP | CONC | None | 1958-06-30 | 6.3 | 5.38 | dwg | SI | Transmission | Legacy | 2 |  |  | 4 | 318 | [5 empty] | 77038 | NA |  | 102.21 |  | WSL |  | Waikato,Te Kawerau a Maki,Ngāti Maru,Ngāti Tamaoho,Ngāti Tamaterā,Ngāi Tai ki Tāmaki,Ngāti Hako,Te Ākitai Waiohua | 3 | 3 | 3 | 2018 | te puna wai | no | 1 | 3 | 3 | CCTV Available (0-10 Years Old) & Soil Type Available | 2.8924 | 3 | 1 | 1 | 2.5 | Property Parcels | 1 |  | 5 | 1.1 | 0.0084584 | Modelled Flow Data Used & Depth Available | 102.2147 | 14
2698 | 2936 | 15873 | 10007741 | 196625 | DSPPE | Papatoetoe North East Branch | Gravity | Pipe | Buried | OP | CONC | None | 1958-06-30 | 8.09 | 7.19 | dwg | SI | Transmission | Legacy | 2 |  |  | 4 | 318 | [5 empty] | 77040 | NA |  | 100.28 |  | WSL |  | Waikato,Te Kawerau a Maki,Ngāti Maru,Ngāti Tamaoho,Ngāti Whanaunga,Ngāti Tamaterā,Ngāi Tai ki Tāmaki,Ngāti Hako,Te Ākitai Waiohua | 3 | 3 | 3 | 2018 | te puna wai | no | 1 | 3 | 3 | CCTV Available (0-10 Years Old) & Soil Type Available | 2.8924 | 3 | 1 | 1 | 2.5 | Property Parcels | 1 |  | 5 | 1.1 | 0.0084584 | Modelled Flow Data Used & Depth Available | 100.2812 | 14
2699 | 2937 | 15872 | 10007740 | 196281 | DSPPE | Papatoetoe North East Branch | Gravity | Pipe | Buried | OP | CONC | None | 1958-06-30 | 7.19 | 6.3 | dwg | SI | Transmission | Legacy | 2 |  |  | 4 | 318 | [5 empty] | 77039 | NA |  | 99.85 |  | WSL |  | Waikato,Te Kawerau a Maki,Ngāti Maru,Ngāti Tamaoho,Ngāti Whanaunga,Ngāti Tamaterā,Ngāi Tai ki Tāmaki,Ngāti Hako,Te Ākitai Waiohua | 3 | 3 | 3 | 2018 | te puna wai | no | 1 | 3 | 3 | CCTV Available (0-10 Years Old) & Soil Type Available | 2.8924 | 3 | 1 | 1 | 2.5 | Property Parcels | 1 |  | 5 | 1.1 | 0.0084584 | Modelled Flow Data Used & Depth Available | 99.8528 | 14
2697 | 2935 | 15874 | 10007742 | 196423 | DSPPE | Papatoetoe North East Branch | Gravity | Pipe | Buried | OP | CONC | None | 1958-06-30 | 8.89 | 8.09 | dwg | SI | Transmission | Legacy | 2 |  |  | 4 | 318 | [5 empty] | 77041 | NA |  | 88.64 |  | WSL |  | Waikato,Te Kawerau a Maki,Ngāti Maru,Ngāti Tamaoho,Ngāti Whanaunga,Ngāti Tamaterā,Ngāi Tai ki Tāmaki,Ngāti Hako,Te Ākitai Waiohua | 3 | 3 | 3 | 2017 | te puna wai | no | 1 | 3 | 3 | CCTV Available (0-10 Years Old) & Soil Type Available | 2.8924 | 3 | 1 | 1 | 2.5 | Property Parcels | 1 |  | 5 | 1.1 | 0.0084584 | Modelled Flow Data Used & Depth Available | 88.6375 | 14
2704 | 2942 | 17454 | 10007736 | 196280 | DSPPE | Papatoetoe North East Branch | Gravity | Pipe | Buried | OP | CONC | None | 1958-06-30 | 4.71 | 4.6 | dwg | SI | Transmission | Legacy | 2 |  |  | 4 | 318 | [5 empty] | 77035 | NA |  | 14.89 |  | WSL |  | Waikato,Te Kawerau a Maki,Ngāti Maru,Ngāti Tamaoho,Ngāti Tamaterā,Ngāi Tai ki Tāmaki,Ngāti Hako,Te Ākitai Waiohua | 3.22 | 3 | 3 | 2018 | te puna wai | no | 5 | 3 | 3 | CCTV Available (0-10 Years Old) & Soil Type Available | 2.8924 | 3 | 1 | 1 | 2.5 | Property Parcels | 1 |  | 5 | 1.1 | 0.0084777 | Modelled Flow Data Used & Depth Available | 14.8865 | 14
1769 | 1929 | 15870 | 10007734 | 196421 | DSPPE | Papatoetoe North East Branch | Gravity | Pipe | Buried | OP | CONC | None | 1958-06-30 | 3.9 | 2.74 | dwg | SI | Transmission | Legacy | 2 |  |  | 4 | 318 | [5 empty] | 77033 | NA |  | 111.8 |  | WSL |  | Waikato,Te Kawerau a Maki,Ngāti Maru,Ngāti Tamaoho,Ngāti Tamaterā,Ngāi Tai ki Tāmaki,Ngāti Hako,Te Ākitai Waiohua | 3 | 3 | 3 | 2018 | te puna wai | no | 1 | 3 | 3 | CCTV Available (0-10 Years Old) & Soil Type Available | 2.8924 | 3 | 1 | 1 | 2.5 | Property Parcels | 1 |  | 5 | 1.1 | 0.0084777 | Modelled Flow Data Used & Depth Available | 111.8035 | 14
2703 | 2941 | 15987 | 10007735 | 196773 | DSPPE | Papatoetoe North East Branch | Gravity | Pipe | Buried | OP | CONC | None | 1958-06-30 | 4.6 | 3.9 | dwg | SI | Transmission | Legacy | 2 |  |  | 4 | 318 | [5 empty] | 77034 | NA |  | 97.78 |  | WSL |  | Waikato,Te Kawerau a Maki,Ngāti Maru,Ngāti Tamaoho,Ngāti Tamaterā,Ngāi Tai ki Tāmaki,Ngāti Hako,Te Ākitai Waiohua | 3 | 3 | 3 | 2018 | te puna wai | no | 1 | 3 | 3 | CCTV Available (0-10 Years Old) & Soil Type Available | 2.8924 | 3 | 1 | 1 | 2.5 | Property Parcels | 1 |  | 5 | 1.1 | 0.0084777 | Modelled Flow Data Used & Depth Available | 97.7778 | 14
2705 | 2943 | 15869 | 10007730 | 196420 | DSPPE | Papatoetoe North East Branch | Gravity | Pipe | Buried | OP | CONC | None | 1958-06-30 | 2.28 | 2.18 | dwg | SI | Transmission | Legacy | 2 |  |  | 4 | 318 | [5 empty] | 77032 | NA |  | 55.32 |  | WSL |  | Waikato,Te Kawerau a Maki,Ngāti Maru,Ngāti Tamaoho,Ngāti Tamaterā,Ngāi Tai ki Tāmaki,Ngāti Hako,Te Ākitai Waiohua | 3 | 3 | 3 | 2018 | te puna wai | no | 1 | 3 | 3 | CCTV Available (0-10 Years Old) & Soil Type Available | 2.8924 | 3 | 1 | 1 | 2.5 | Property Parcels | 1 |  | 5 | 1.1 | 0.0084777 | Modelled Flow Data Used & Depth Available | 55.32 | 14
2701 | 2939 | 15988 | 10007739 | 196774 | DSPPE | Papatoetoe North East Branch | Gravity | Pipe | Buried | OP | CONC | None | 1958-06-30 | 5.38 | 5.03 | dwg | SI | Transmission | Legacy | 2 |  |  | 4 | 318 | [5 empty] | 77037 | NA |  | 42.94 |  | WSL |  | Waikato,Te Kawerau a Maki,Ngāti Maru,Ngāti Tamaoho,Ngāti Tamaterā,Ngāi Tai ki Tāmaki,Ngāti Hako,Te Ākitai Waiohua | 3 | 3 | 3 | 2018 | te puna wai | no | 1 | 3 | 3 | CCTV Available (0-10 Years Old) & Soil Type Available | 2.8924 | 3 | 1 | 1 | 2.5 | Property Parcels | 1 |  | 5 | 1.1 | 0.0084777 | Modelled Flow Data Used & Depth Available | 42.9417 | 14
2555 | 2778 | 15025 | 10005566 | 194818 | DSGLD | Glendowie Branch | Gravity | Pipe | Buried | OP | CONC | None | 1966-06-30 | 3.12 | 2.93 | dwg | EI | Transmission | Legacy | 2 |  |  | 4 | 675 | [5 empty] | 75026 | NA |  | 90.21 |  | WSL |  | Waikato,Te Kawerau a Maki,Ngāti Whātua,Ngāti Maru,Ngāti Whātua o Ōrākei,Ngāti Tamaoho,Te Patukirikiri,Ngāti Whanaunga,Ngāti Tamaterā,Ngāti Pāoa,Ngāi Tai ki Tāmaki,Ngāti Hako,Te Ākitai Waiohua | 2.48 | 2 | 2 | 2011 | CCTV Footage Review Log South_Latest.xls | no | 5 | 3 | 2 | CCTV Available (10-20 Years Old) & Soil Type Available | 2.8918 | 3 | 3 | 3 | 2 | Public Park & Sports Area | 1 |  | 5 | 1.075 | 0.046027 | Modelled Flow Data Used & Depth Available | 90.21 | 8
2328 | 2539 | 16514 | 10009552 | 197870 | DSWSL | Westlynn Branch | Gravity | Pipe | Buried | OP | VC | None | 1958-06-30 | 4.07 | 3.95 | dwg | WI | Transmission | Legacy | 2 |  |  | 4 | 375 | [5 empty] | 78636 | NA |  | 60.77 |  | WSL |  | Waikato,Te Kawerau a Maki,Ngāti Whātua,Ngāti Whātua o Ōrākei,Ngāti Tamaoho,Ngāti Tamaterā,Te Ākitai Waiohua | 2 | 2 | 2 | 2005 | te puna wai | no | 1 | 3 | 2 | CCTV Available (10-20 Years Old) & Soil Type Available | 2.8905 | 3 | 1 | 1 | 2.5 | Property Parcels | 1 |  | 5 | 1.1 | 0.01055 | Modelled Flow Data Used & Depth Available | 60.77 | 8
1689 | 1841 | 16385 | 10005100 | 194156 | DSBBH | Bucklands Beach Branch | Gravity | Pipe | Tunnelled | OP | CONC | RIBLO | 1966-06-30 | -2.13 | -2.18 | dwg | HI | Transmission | Legacy | 2 |  |  | 4 | 375 | CCTV | CCTV | CCTV | CCTV | CONS | 74620 | NA |  | 21.34 | CCTV | WSL |  | Waikato,Ngāti Maru,Ngāti Tamaoho,Te Patukirikiri,Ngāti Whanaunga,Ngāti Tamaterā,Ngāti Pāoa,Ngāi Tai ki Tāmaki,Ngāti Hako,Te Ākitai Waiohua | 3 | 3 | 3 | 2018 | te puna wai | no | 1 | 3 | 1 | CCTV Available (0-10 Years Old) & Soil Type Available | 2.89 | 3 | 1 | 1 | 2.5 | Property Parcels | 1 |  | 5 | 1.1 | 0.011058 | Modelled Flow Data Used & Depth Available | 21.3398 | 14
3519 | 3792 | 933381 | 10087835 | 194906 | DSGNH | Greenhithe Branch Sewer TS22 | Gravity | Pipe | Buried | OP | PE | None | 2002-06-01 | 75.03 | 58.56 | dwg | NI | Transmission | Legacy | 2 |  |  | 4 | 355 | [5 empty] | 64769 | NA |  | 116.46 |  | WSL |  | Te Kawerau a Maki,Ngāti Whātua,Ngāti Maru,Ngāti Whātua o Kaipara,Ngāti Whātua o Ōrākei,Ngāti Tamaoho,Ngāti Manuhiri,Ngāti Whanaunga,Ngāti Tamaterā,Ngāti Pāoa,Ngāi Tai ki Tāmaki,Ngāti Hako,Te Ākitai Waiohua | 2 | 2 | 2 | 2016 | te puna wai | no | 1 | 1 | 1 | CCTV Available (0-10 Years Old) & Soil Type Available | 2.8892 | 3 | 2 | 1 | 2.5 | Property Parcels | 1 |  | 5 | 1.1 | 0.071975 | Modelled Flow Data Used & Depth Available | 116.4635 | 8
1448 | 1547 | 16887 | 10006243 | 195233 | DSLWC | Lawsons Creek Branch | Gravity | Pipe | Buried | OP | AC | None | 1968-06-30 | 8.14 | 7.84 | dwg | WI | Transmission | Legacy | 2 |  |  | 4 | 375 | [5 empty] | 75644 | NA |  | 98.22 |  | WSL |  | Te Kawerau a Maki,Ngāti Whātua,Ngāti Maru,Ngāti Whātua o Ōrākei,Ngāti Tamaoho,Ngāti Tamaterā,Ngāti Hako,Te Ākitai Waiohua | 3.46 | 3 | 2 | 2012 | te puna wai | no | 1 | 3 | 5 | CCTV Available (10-20 Years Old) & Soil Type Available | 2.8891 | 3 | 1 | 1 | 2.5 | Property Parcels | 1 | Significant Ecological Area - SEA_T_4661 | 5 | 1.1 | 0.012059 | Modelled Flow Data Used & Depth Available | 98.2197 | 14
1447 | 1546 | 16886 | 10006244 | 195764 | DSLWC | Lawsons Creek Branch | Gravity | Pipe | Buried | OP | AC | None | 1968-06-30 | 8.51 | 8.14 | dwg | WI | Transmission | Legacy | 2 |  |  | 4 | 375 | [5 empty] | 75645 | NA |  | 120.7 |  | WSL |  | Te Kawerau a Maki,Ngāti Whātua,Ngāti Maru,Ngāti Whātua o Ōrākei,Ngāti Tamaoho,Ngāti Tamaterā,Ngāti Hako,Te Ākitai Waiohua | 3.46 | 3 | 2 | 2012 | te puna wai | no | 1 | 3 | 5 | CCTV Available (10-20 Years Old) & Soil Type Available | 2.8891 | 3 | 1 | 1 | 2.5 | Property Parcels | 1 | Significant Ecological Area - SEA_T_4661 | 5 | 1.1 | 0.012062 | Modelled Flow Data Used & Depth Available | 120.6994 | 14
1446 | 1545 | 16885 | 10006245 | 195084 | DSLWC | Lawsons Creek Branch | Gravity | Pipe | Buried | OP | AC | None | 1968-06-30 | 8.87 | 8.51 | dwg | WI | Transmission | Legacy | 2 |  |  | 4 | 375 | [5 empty] | 75646 | NA |  | 116.59 |  | WSL |  | Te Kawerau a Maki,Ngāti Whātua,Ngāti Maru,Ngāti Whātua o Ōrākei,Ngāti Tamaoho,Ngāti Tamaterā,Ngāti Hako,Te Ākitai Waiohua | 4 | 4 | 2 | 2012 | te puna wai | no | 5 | 3 | 5 | CCTV Available (10-20 Years Old) & Soil Type Available | 2.8891 | 3 | 1 | 1 | 2.5 | Property Parcels | 1 | Significant Ecological Area - SEA_T_4661 | 5 | 1.1 | 0.012065 | Modelled Flow Data Used & Depth Available | 116.5935 | 18
2979 | 3239 | 907374 | 10090329 | 194529 | DSGLF | Glenfield Branch Sewer TS4A | Gravity | Pipe | Buried | OP | CONC | None | 1975-01-01 |  |  | dwg | NI | Transmission | Legacy | 2 |  |  | 4 | 457 | [5 empty] | 64668 | NA |  | 31.4 |  | WSL |  | Te Kawerau a Maki,Ngāti Whātua,Ngāti Maru,Ngāti Whātua o Ōrākei,Ngāti Tamaoho,Ngāti Manuhiri,Te Patukirikiri,Ngāti Whanaunga,Ngāti Tamaterā,Ngāti Pāoa,Ngāi Tai ki Tāmaki,Ngāti Hako,Te Ākitai Waiohua | 2.33 | 2 | 2 | 2008 | te puna wai | no | 5 | 1 | 2 | CCTV Available (10-20 Years Old) & Soil Type Available | 2.8886 | 3 | 3 | 2 | 2.5 | Property Parcels | 1 |  | 1.5 | 1.045 | 0.10413 | Modelled Flow Data Used & Depth Available | 31.4 | 8
1695 | 1848 | 17107 | 10099252 | 195085 | DSLWC | Lawsons Creek Branch | Gravity | Pipe | Buried | OP | AC | None | 1968-06-30 | 7.84 | 7.55 | dwg | WI | Transmission | Legacy | 2 |  |  | 4 | 375 | [5 empty] | 75643 | NA |  | 95.3 |  | WSL |  | Te Kawerau a Maki,Ngāti Whātua,Ngāti Maru,Ngāti Whātua o Ōrākei,Ngāti Tamaoho,Ngāti Tamaterā,Ngāti Hako,Te Ākitai Waiohua | 4.03 | 4 |  |  |  | no | 1 | 3 | 5 | CCTV NOT Available or Over 30 Years Old & Soil Type Available | 2.8881 | 3 | 1 | 1 | 2.5 | Property Parcels | 1 | Significant Ecological Area - SEA_T_4661 | 5 | 1.1 | 0.013178 | Modelled Flow Data Used & Depth Available | 95.304 | 18
1716 | 1871 | 17160 | 10005867 | 195444 | DSGRM | Greenmount Branch | Gravity | Pipe | Buried | OP | CONC | None | 1997-06-30 | 15.47 | 15.04 | dwg | TE | Transmission | Legacy | 2 |  |  | 4 | 390 | [5 empty] | 75320 | NA |  | 105.59 |  | WSL |  | Waikato,Ngāti Maru,Ngāti Tamaoho,Ngāti Whanaunga,Ngāti Tamaterā,Ngāti Pāoa,Ngāi Tai ki Tāmaki,Ngāti Hako,Te Ākitai Waiohua | 2 | 2 | 2 | 2014 | te puna wai | no | 3 | 3 | 1 | CCTV Available (0-10 Years Old) & Soil Type Available | 2.8881 | 3 | 1 | 1 | 2.5 | Property Parcels | 1 |  | 5 | 1.1 | 0.013214 | Modelled Flow Data Used & Depth Available | 105.5852 | 8
1726 | 1881 | 17153 | 10005860 | 194761 | DSGRM | Greenmount Branch | Gravity | Pipe | Buried | OP | CONC | None | 1997-06-30 | 12.12 | 11.74 | dwg | TE | Transmission | Legacy | 2 |  |  | 4 | 390 | [5 empty] | 75313 | NA |  | 80.12 |  | WSL |  | Waikato,Ngāti Maru,Ngāti Tamaoho,Ngāti Whanaunga,Ngāti Tamaterā,Ngāti Pāoa,Ngāi Tai ki Tāmaki,Ngāti Hako,Te Ākitai Waiohua | 2 | 2 | 2 | 2014 | te puna wai | no | 1 | 1 | 1 | CCTV Available (0-10 Years Old) & Soil Type Available | 2.8875 | 3 | 1 | 1 | 2.5 | Property Parcels | 1 |  | 5 | 1.1 | 0.013912 | Modelled Flow Data Used & Depth Available | 80.1174 | 8
1255 | 1344 | 16731 | 10005663 | 194634 | DSGLE | Glen Eden Branch | Gravity | Pipe | Buried | OP | CONC | None | 1965-06-30 | 31.93 | 31.4 | dwg | WI | Transmission | Legacy | 2 |  |  | 4 | 300 | [5 empty] | 75264 | NA |  | 84.78 |  | WSL |  | Waikato,Te Kawerau a Maki,Ngāti Whātua,Ngāti Whātua o Ōrākei,Ngāti Tamaoho,Ngāti Tamaterā,Te Ākitai Waiohua | 2 | 2 | 2 | 2011 | te puna wai | no | 1 | 3 | 2 | CCTV Available (10-20 Years Old) & Soil Type Available | 2.8875 | 3 | 1 | 1 | 2.5 | Property Parcels | 1 |  | 5 | 1.1 | 0.013941 | Modelled Flow Data Used & Depth Available | 84.785 | 8
1733 | 1889 | 17490 | 10005102 | 193911 | DSBBH | Bucklands Beach Branch | Gravity | Pipe | Buried | OP | CONC | None | 1966-06-30 | -1.71 | -1.76 | dwg | HI | Transmission | Legacy | 2 |  |  | 4 | 381 | [5 empty] | 74622 | NA |  | 16.13 |  | WSL |  | Waikato,Ngāti Maru,Ngāti Tamaoho,Te Patukirikiri,Ngāti Whanaunga,Ngāti Tamaterā,Ngāti Pāoa,Ngāi Tai ki Tāmaki,Ngāti Hako,Te Ākitai Waiohua | 4 | 4 | 4 | 2018 | te puna wai | no | 1 | 3 | 2 | CCTV Available (0-10 Years Old) & Soil Type Available | 2.8873 | 3 | 1 | 1 | 2.5 | Property Parcels, Safe Swim Beach | 1 |  | 5 | 1.1 | 0.014163 | Modelled Flow Data Used & Depth Available | 16.1259 | 18
2510 | 2728 | 15631 | 10007435 | 195999 | DSPAN | Papakura North Branch | Gravity | Pipe | Buried | OP | CONC | None | 1967-06-30 | 6.18 | 5.73 | dwg | SI | Transmission | Legacy | 2 |  |  | 4 | 375 | [5 empty] | 76586 | NA |  | 152.74 |  | WSL |  | Waikato,Ngāti Maru,Ngāti Tamaoho,Ngāti Whanaunga,Ngāti Tamaterā,Ngāti Pāoa,Ngāi Tai ki Tāmaki,Ngāti Hako,Te Ākitai Waiohua | 2 | 2 | 2 | 2005 | te puna wai | no | 1 | 3 | 2 | CCTV Available (10-20 Years Old) & Soil Type Available | 2.887 | 3 | 1 | 1 | 2.5 | Property Parcels | 1 |  | 5 | 1.1 | 0.014446 | Modelled Flow Data Used & Depth Available | 152.7448 | 8
2047 | 2242 | 16930 | 10007858 | 196535 | DSRAN | Ranui Branch | Gravity | Pipe | Buried | OP | CONC | None | 1974-06-30 | 13.11 | 12.5 | dwg | WI | Transmission | Legacy | 2 |  |  | 4 | 381 | [5 empty] | 77119 | NA |  | 108.87 |  | WSL |  | Te Kawerau a Maki,Ngāti Whātua,Ngāti Whātua o Ōrākei,Ngāti Tamaoho,Ngāti Tamaterā,Te Ākitai Waiohua | 2 | 2 | 2 | 2016 | CCTV Footage Review Log South_Latest.xls | no | 1 | 3 | 2 | CCTV Available (0-10 Years Old) & Soil Type Available | 2.8866 | 3 | 1 | 1 | 2.5 | Property Parcels | 1 | Significant Ecological Area - SEA_T_2003 | 5 | 1.1 | 0.014935 | Modelled Flow Data Used & Depth Available | 108.8713 | 8
1770 | 1930 | 15985 | 10007732 | 196279 | DSPPE | Papatoetoe North East Branch | Gravity | Pipe | Buried | OP | CONC | None | 1958-06-30 | 2.18 | 2.09 | dwg | SI | Transmission | Legacy | 2 |  |  | 4 | 381 | [5 empty] | 77031 | NA |  | 23.82 |  | WSL |  | Waikato,Te Kawerau a Maki,Ngāti Maru,Ngāti Tamaoho,Ngāti Tamaterā,Ngāi Tai ki Tāmaki,Ngāti Hako,Te Ākitai Waiohua | 3.22 | 3 | 3 | 2018 | te puna wai | no | 5 | 3 | 3 | CCTV Available (0-10 Years Old) & Soil Type Available | 2.8864 | 3 | 1 | 1 | 2.5 | Property Parcels | 1 | Ocean Intercept, Significant Ecological Area - SEA_T_4345 | 5 | 1.1 | 0.015163 | Modelled Flow Data Used & Depth Available | 23.8225 | 14
1771 | 1932 | 17453 | 10007729 | 196622 | DSPPE | Papatoetoe North East Branch | Gravity | Pipe | Buried | OP | CONC | None | 1958-06-30 | 1.89 | 1.86 | dwg | SI | Transmission | Legacy | 2 |  |  | 4 | 381 | [5 empty] | 77029 | NA |  | 7.11 |  | WSL |  | Waikato,Te Kawerau a Maki,Ngāti Maru,Ngāti Tamaoho,Ngāti Tamaterā,Ngāi Tai ki Tāmaki,Ngāti Hako,Te Ākitai Waiohua | 3 | 3 | 3 | 2018 | te puna wai | no | 1 | 3 | 3 | CCTV Available (0-10 Years Old) & Soil Type Available | 2.8864 | 3 | 1 | 1 | 2.5 | Property Parcels | 1 | Ocean Intercept | 5 | 1.1 | 0.015163 | Modelled Flow Data Used & Depth Available | 7.1087 | 14
4218 | 4503 | 941982 | 10087793 | 195121 | DSGLW | Glenfield West Branch Sewer TS14D | Gravity | Pipe | Buried | OP | PE | None | 2011-03-01 | 5.62 | 5.45 | 0.1s | NI | Transmission | R0002557 | 2 |  |  | 4 | 355 | [5 empty] | 64730 | NA |  | 63.66 |  | WSL |  | Te Kawerau a Maki,Ngāti Whātua,Ngāti Maru,Ngāti Whātua o Ōrākei,Ngāti Tamaoho,Ngāti Manuhiri,Ngāti Whanaunga,Ngāti Tamaterā,Ngāti Pāoa,Ngāi Tai ki Tāmaki,Ngāti Hako,Te Ākitai Waiohua | 1 | 1 | 1 | 2016 | te puna wai | no | 1 | 1 | 1 | CCTV Available (0-10 Years Old) & Soil Type Available | 2.8862 | 3 | 1 | 1 | 2.5 | Property Parcels | 1 |  | 5 | 1.1 | 0.015314 | Modelled Flow Data Used & Depth Available | 63.6582 | 4
3573 | 3846 | 941969 | 10087794 | 194744 | DSGLW | Glenfield West Branch Sewer TS14D | Gravity | Pipe | Buried | OP | PE | None | 2011-03-01 | 6.05 | 5.62 | 0.1s | NI | Transmission | R0002557 | 2 |  |  | 4 | 150 | [5 empty] | 64731 | NA |  | 2 |  | WSL |  | Te Kawerau a Maki,Ngāti Whātua,Ngāti Maru,Ngāti Whātua o Ōrākei,Ngāti Tamaoho,Ngāti Manuhiri,Ngāti Whanaunga,Ngāti Tamaterā,Ngāti Pāoa,Ngāi Tai ki Tāmaki,Ngāti Hako,Te Ākitai Waiohua | 2 | 2 | 2 | 2016 | te puna wai | no | 1 | 1 | 1 | CCTV Available (0-10 Years Old) & Soil Type Available | 2.8862 | 3 | 1 | 1 | 2.5 | Property Parcels | 1 |  | 5 | 1.1 | 0.015314 | Modelled Flow Data Used & Depth Available | 1.9961 | 8
1254 | 1343 | 16729 | 10005661 | 194486 | DSGLE | Glen Eden Branch | Gravity | Pipe | Buried | OP | CONC | None | 1965-06-30 | 30.87 | 30 | 0.1s | WI | Transmission | Legacy | 2 |  |  | 4 | 300 | [5 empty] | 75262 | NA |  | 106.32 |  | WSL |  | Waikato,Te Kawerau a Maki,Ngāti Whātua,Ngāti Whātua o Ōrākei,Ngāti Tamaoho,Ngāti Tamaterā,Te Ākitai Waiohua | 2 | 2 | 2 | 2011 | te puna wai | no | 1 | 3 | 2 | CCTV Available (10-20 Years Old) & Soil Type Available | 2.8862 | 3 | 1 | 1 | 2.5 | Property Parcels | 1 |  | 5 | 1.1 | 0.015356 | Modelled Flow Data Used & Depth Available | 106.3237 | 8
973 | 1028 | 16028 | 10007268 | 196457 | DSOTB | Otara Branch | Gravity | Pipe | Buried | OP | CONC | None | 1961-06-30 | 9.01 | 8.19 | dwg | SI | Transmission | Legacy | 2 |  |  | 4 | 300 | [5 empty] | 76447 | NA |  | 75.43 |  | WSL |  | Waikato,Te Kawerau a Maki,Ngāti Maru,Ngāti Tamaoho,Ngāti Whanaunga,Ngāti Tamaterā,Ngāti Pāoa,Ngāi Tai ki Tāmaki,Ngāti Hako,Te Ākitai Waiohua | 2.67 | 3 | 2 | 2016 | CCTV Footage Review Log South_Latest.xls | no | 5 | 1 | 3 | CCTV Available (0-10 Years Old) & Soil Type Available | 2.8862 | 3 | 1 | 1 | 2.5 | Property Parcels | 1 |  | 5 | 1.1 | 0.015379 | Modelled Flow Data Used & Depth Available | 75.4305 | 14
975 | 1030 | 16030 | 10007266 | 196317 | DSOTB | Otara Branch | Gravity | Pipe | Buried | OP | CONC | None | 1961-06-30 | 8.02 | 7.66 | dwg | SI | Transmission | Legacy | 2 |  |  | 4 | 300 | [5 empty] | 76445 | NA |  | 56.3 |  | WSL |  | Waikato,Te Kawerau a Maki,Ngāti Maru,Ngāti Tamaoho,Ngāti Whanaunga,Ngāti Tamaterā,Ngāti Pāoa,Ngāi Tai ki Tāmaki,Ngāti Hako,Te Ākitai Waiohua | 2.67 | 3 | 2 | 2016 | CCTV Footage Review Log South_Latest.xls | no | 5 | 1 | 3 | CCTV Available (0-10 Years Old) & Soil Type Available | 2.886 | 3 | 1 | 1 | 2.5 | Property Parcels | 1 |  | 5 | 1.1 | 0.015607 | Modelled Flow Data Used & Depth Available | 56.3004 | 14
1253 | 1342 | 16726 | 10005657 | 194485 | DSGLE | Glen Eden Branch | Gravity | Pipe | Buried | OP | CONC | None | 1965-06-30 | 29.47 | 28.87 | dwg | WI | Transmission | Legacy | 2 |  |  | 4 | 300 | [5 empty] | 75258 | NA |  | 72.08 |  | WSL |  | Waikato,Te Kawerau a Maki,Ngāti Whātua,Ngāti Whātua o Ōrākei,Ngāti Tamaoho,Ngāti Tamaterā,Te Ākitai Waiohua | 3 | 3 | 3 | 2011 | te puna wai | no | 5 | 3 | 2 | CCTV Available (10-20 Years Old) & Soil Type Available | 2.8859 | 3 | 1 | 1 | 2.5 | Property Parcels | 1 |  | 5 | 1.1 | 0.015659 | Modelled Flow Data Used & Depth Available | 72.08 | 14
1313 | 1403 | 16724 | 10005655 | 194632 | DSGLE | Glen Eden Branch | Gravity | Pipe | Buried | OP | CONC | None | 1965-06-30 | 28.18 | 27.57 | dwg | WI | Transmission | Legacy | 2 |  |  | 4 | 375 | [5 empty] | 75256 | NA |  | 92.19 |  | WSL |  | Waikato,Te Kawerau a Maki,Ngāti Whātua,Ngāti Whātua o Ōrākei,Ngāti Tamaoho,Ngāti Tamaterā,Te Ākitai Waiohua | 2 | 2 | 2 | 2012 | te puna wai | no | 1 | 3 | 2 | CCTV Available (10-20 Years Old) & Soil Type Available | 2.8855 | 3 | 1 | 1 | 2.5 | Property Parcels | 1 |  | 5 | 1.1 | 0.01608 | Modelled Flow Data Used & Depth Available | 92.192 | 8
1383 | 1477 | 16896 | 10007852 | 196687 | DSRAN | Ranui Branch | Gravity | Pipe | Buried | OP | CONC | None | 1974-06-30 | 10.42 | 9.81 | dwg | WI | Transmission | Legacy | 2 |  |  | 4 | 381 | [5 empty] | 77113 | NA |  | 105 |  | WSL |  | Te Kawerau a Maki,Ngāti Whātua,Ngāti Whātua o Ōrākei,Ngāti Tamaoho,Ngāti Tamaterā,Te Ākitai Waiohua | 2 | 2 | 2 | 2016 | CCTV Footage Review Log South_Latest.xls | no | 1 | 3 | 2 | CCTV Available (0-10 Years Old) & Soil Type Available | 2.8851 | 3 | 1 | 1 | 2.5 | Property Parcels | 1 |  | 5 | 1.1 | 0.016566 | Modelled Flow Data Used & Depth Available | 104.9956 | 8
2473 | 2690 | 16893 | 10006424 | 195734 | DSMAS | Massey Branch | Gravity | Pipe | Buried | OP | CONC | None | 1965-06-30 | 2.72 | 2.45 | dwg | WI | Transmission | Legacy | 2 |  |  | 4 | 375 | [5 empty] | 75777 | NA |  | 107.94 |  | WSL |  | Te Kawerau a Maki,Ngāti Whātua,Ngāti Whātua o Ōrākei,Ngāti Tamaoho,Ngāti Tamaterā,Te Ākitai Waiohua | 2.33 | 2 | 2 | 2009 | te puna wai | yes | 5 | 1 | 2 | CCTV Available (10-20 Years Old) & Soil Type Available | 2.8851 | 3 | 1 | 1 | 2.5 | Property Parcels | 1 |  | 5 | 1.1 | 0.016579 | Modelled Flow Data Used & Depth Available | 107.9357 | 8
1453 | 1552 | 16892 | 10006420 | 195733 | DSMAS | Massey Branch | Gravity | Pipe | Buried | OP | CONC | None | 1965-06-30 | 2.14 | 1.83 | dwg | WI | Transmission | Legacy | 2 |  |  | 4 | 375 | [5 empty] | 75773 | NA |  | 93.89 |  | WSL |  | Te Kawerau a Maki,Ngāti Whātua,Ngāti Whātua o Ōrākei,Ngāti Tamaoho,Ngāti Tamaterā,Te Ākitai Waiohua | 2 | 2 | 2 | 2009 | te puna wai | yes | 1 | 1 | 2 | CCTV Available (10-20 Years Old) & Soil Type Available | 2.8851 | 3 | 1 | 1 | 2.5 | Property Parcels | 1 |  | 5 | 1.1 | 0.016611 | Modelled Flow Data Used & Depth Available | 93.8911 | 8
1883 | 2059 | 15616 | 10005044 | 194107 | DSB9D | Branch 9 Diversion | Gravity | Pipe | In Tunnel | OP | CONC | None | 1959-06-30 | 33.12 | 32.57 | dwg | WI | Transmission | Legacy | 2 |  |  | 4 | 635 | [5 empty] | 74549 | NA |  | 71.35 |  | WSL |  | Waikato,Te Kawerau a Maki,Ngāti Whātua,Ngāti Maru,Ngāti Whātua o Ōrākei,Ngāti Tamaoho,Ngāti Tamaterā,Ngāi Tai ki Tāmaki,Ngāti Hako,Te Ākitai Waiohua | 2.24 | 2 | 2 | 2016 | te puna wai | no | 1 | 1 | 3 | CCTV Available (0-10 Years Old) & Soil Type Available | 2.8849 | 3 | 1 | 3 | 2.5 | Property Parcels | 1 |  | 1 | 1.09 | 9.3302e-05 | Modelled Flow Data Used & Depth Available | 71.3527 | 8
2969 | 3228 | 904035 | 10089555 | 194238 | DSBHV | Beach Haven Branch Sewer TS10 | Gravity | Pipe | Buried | OP | CONC | None | 1961-01-01 |  |  | dwg | NI | Transmission | Legacy | 2 |  |  | 4 | 355 | [5 empty] | 64208 | NA |  | 41.19 |  | WSL |  | Te Kawerau a Maki,Ngāti Whātua,Ngāti Maru,Ngāti Whātua o Ōrākei,Ngāti Tamaoho,Ngāti Manuhiri,Ngāti Whanaunga,Ngāti Tamaterā,Ngāti Pāoa,Ngāi Tai ki Tāmaki,Ngāti Hako,Te Ākitai Waiohua | 2.41 | 2 |  |  |  | no | 1 | 1 | 3 | CCTV NOT Available or Over 30 Years Old & Soil Type Available | 2.8848 | 3 | 1 | 1 | 2.5 | Property Parcels | 1 | Ocean Intercept | 5 | 1.1 | 0.016845 | Modelled Flow Data Used & Depth Available | 41.194 | 8
2111 | 2312 | 15313 | 10005015 | 194105 | DSB9C | Branch 9C Carrington | Gravity | Pipe | Buried | OP | CONC | None | 1946-06-30 | 32.2 | 31.83 | dwg | OM | Transmission | Legacy | 2 |  |  | 4 | 600 | [5 empty] | 74541 | NA |  | 54.94 |  | WSL |  | Waikato,Te Kawerau a Maki,Ngāti Whātua,Ngāti Maru,Ngāti Whātua o Ōrākei,Ngāti Tamaoho,Ngāti Tamaterā,Ngāi Tai ki Tāmaki,Ngāti Hako,Te Ākitai Waiohua | 3.12 | 3 | 3 | 2011 | te puna wai | no | 5 | 1 | 3 | CCTV Available (10-20 Years Old) & Soil Type Available | 2.8845 | 3 | 1 | 3 | 2.5 | Property Parcels | 1 |  | 1 | 1.09 | 0.00061129 | Modelled Flow Data Used & Depth Available | 54.9397 | 14
2439 | 2651 | 15291 | 10005010 | 193660 | DSB9C | Branch 9C Carrington | Gravity | Pipe | Tunnelled | OP | CONC | None | 1946-06-30 | 30.38 | 30.24 | dwg | OM | Transmission | Legacy | 2 |  |  | 4 | 600 | [5 empty] | 74536 | NA |  | 23.99 |  | WSL |  | Waikato,Te Kawerau a Maki,Ngāti Whātua,Ngāti Maru,Ngāti Whātua o Ōrākei,Ngāti Tamaoho,Ngāti Tamaterā,Ngāi Tai ki Tāmaki,Ngāti Hako,Te Ākitai Waiohua | 2.84 | 3 | 2 | 2011 | te puna wai | no | 5 | 1 | 3 | CCTV Available (10-20 Years Old) & Soil Type Available | 2.8841 | 3 | 1 | 3 | 2.5 | Property Parcels | 1 |  | 1 | 1.09 | 0.0010102 | Modelled Flow Data Used & Depth Available | 23.9902 | 14
2440 | 2652 | 15302 | 10005011 | 194098 | DSB9C | Branch 9C Carrington | Gravity | Pipe | Buried | OP | CONC | None | 1946-06-30 | 30.92 | 30.38 | dwg | OM | Transmission | Legacy | 2 |  |  | 4 | 600 | [5 empty] | 74537 | NA |  | 77.53 |  | WSL |  | Waikato,Te Kawerau a Maki,Ngāti Whātua,Ngāti Maru,Ngāti Whātua o Ōrākei,Ngāti Tamaoho,Ngāti Tamaterā,Ngāi Tai ki Tāmaki,Ngāti Hako,Te Ākitai Waiohua | 3 | 3 | 3 | 2011 | te puna wai | no | 3 | 1 | 3 | CCTV Available (10-20 Years Old) & Soil Type Available | 2.8841 | 3 | 1 | 3 | 2.5 | Property Parcels | 1 | Significant Ecological Area - SEA_T_6008 | 1 | 1.09 | 0.0010102 | Modelled Flow Data Used & Depth Available | 77.533 | 14
2438 | 2650 | 15290 | 10005009 | 193852 | DSB9C | Branch 9C Carrington | Gravity | Pipe | Tunnelled | OP | CONC | None | 1946-06-30 | 30.24 | 29.88 | dwg | OM | Transmission | Legacy | 2 |  |  | 4 | 600 | [5 empty] | 74535 | NA |  | 54.12 |  | WSL |  | Waikato,Te Kawerau a Maki,Ngāti Whātua,Ngāti Maru,Ngāti Whātua o Ōrākei,Ngāti Tamaoho,Ngāti Tamaterā,Ngāi Tai ki Tāmaki,Ngāti Hako,Te Ākitai Waiohua | 2.84 | 3 | 2 | 2011 | te puna wai | no | 5 | 1 | 3 | CCTV Available (10-20 Years Old) & Soil Type Available | 2.8841 | 3 | 1 | 3 | 2.5 | Property Parcels | 1 |  | 1 | 1.09 | 0.0010456 | Modelled Flow Data Used & Depth Available | 54.1249 | 14
2436 | 2648 | 15300 | 10005005 | 193851 | DSB9C | Branch 9C Carrington | Gravity | Pipe | Buried | OP | CONC | None | 1946-06-30 | 24.58 | 24.29 | dwg | OM | Transmission | Legacy | 2 |  |  | 4 | 600 | [5 empty] | 74533 | NA |  | 41.63 |  | WSL |  | Waikato,Te Kawerau a Maki,Ngāti Whātua,Ngāti Maru,Ngāti Whātua o Ōrākei,Ngāti Tamaoho,Ngāti Tamaterā,Ngāi Tai ki Tāmaki,Ngāti Hako,Te Ākitai Waiohua | 2.29 | 2 | 2 | 2011 | te puna wai | no | 1 | 1 | 3 | CCTV Available (10-20 Years Old) & Soil Type Available | 2.884 | 3 | 1 | 3 | 2.5 | Property Parcels | 1 | Significant Ecological Area - SEA_T_6008, Aquifer - Auckland Isthmus Volcanic Aquifer | 1 | 1.09 | 0.0011293 | Modelled Flow Data Used & Depth Available | 41.63 | 8
1023 | 1082 | 16497 | 10006646 | 195651 | DSNWL | New Lynn Branch | Gravity | Pipe | Buried | OP | CONC | None | 1958-06-30 | 3.62 | 3.62 | dwg | WI | Transmission | Legacy | 2 |  |  | 4 | 750 | [5 empty] | 75984 | NA |  | 3.36 |  | WSL |  | Waikato,Te Kawerau a Maki,Ngāti Whātua,Ngāti Whātua o Ōrākei,Ngāti Tamaoho,Ngāti Tamaterā,Te Ākitai Waiohua | 3.22 | 3 | 3 | 2018 | CCTV Footage Review Log South_Latest.xls | no | 5 | 3 | 3 | CCTV Available (0-10 Years Old) & Soil Type Available | 2.8836 | 3 | 1 | 3 | 2.5 | Property Parcels | 1 |  | 1 | 1.09 | 0.0015443 | Modelled Flow Data Used & Depth Available | 3.3581 | 14
1266 | 1355 | 16758 | 10009173 | 197936 | DSWHE | Whenuapai Branch | Gravity | Pipe | Buried | OP | CONC | None | 1965-06-30 | 1.84 | 1.63 | dwg | WI | Transmission | Legacy | 2 |  |  | 4 | 750 | [5 empty] | 78264 | NA |  | 88.78 |  | WSL |  | Te Kawerau a Maki,Ngāti Whātua,Ngāti Whātua o Ōrākei,Ngāti Tamaoho,Ngāti Tamaterā,Te Ākitai Waiohua | 2.29 | 2 | 2 | 2017 | CCTV Footage Review Log South_Latest.xls | no | 3 | 5 | 2 | CCTV Available (0-10 Years Old) & Soil Type Available | 2.8821 | 3 | 2 | 3 | 2.5 | Property Parcels | 1 | Significant Ecological Area - SEA-M2-55a | 1 | 1.09 | 0.021392 | Modelled Flow Data Used & Depth Available | 88.778 | 8
3795 | 4070 | 910026 | 10089580 | 193789 | DSBHV | Beach Haven Branch Sewer TS10 | Gravity | Pipe | Bridged | OP | CLS | None | 1961-01-01 |  |  | dwg | NI | Transmission | Legacy | 2 |  |  | 4 | 315 | [5 empty] | 64233 | NA |  | 21.12 |  | WSL |  | Te Kawerau a Maki,Ngāti Whātua,Ngāti Maru,Ngāti Whātua o Ōrākei,Ngāti Tamaoho,Ngāti Manuhiri,Ngāti Whanaunga,Ngāti Tamaterā,Ngāi Tai ki Tāmaki,Ngāti Hako,Te Ākitai Waiohua | 3.82 | 4 |  |  |  | no | 1 | 1 | 5 | CCTV NOT Available or Over 30 Years Old & Soil Type Not Available | 2.882 | 3 | 1 | 5 | 2.5 | Property Parcels | 1 |  | 1.5 | 1.235 | 0.2 | Diameter Used For Flow Approximation & Depth Available | 21.1214 | 18
3475 | 3748 | 938101 | 10089483 | 193756 | DSBDW | Birkdale West Branch Sewer TS12 | Gravity | Pipe | Bridged | OP | CLS | None | 1962-01-01 |  |  | dwg | NI | Transmission | Legacy | 2 |  |  | 4 | 315 | [5 empty] | 64173 | NA |  | 15.72 |  | WSL |  | Te Kawerau a Maki,Ngāti Whātua,Ngāti Maru,Ngāti Whātua o Ōrākei,Ngāti Tamaoho,Ngāti Manuhiri,Ngāti Whanaunga,Ngāti Tamaterā,Ngāi Tai ki Tāmaki,Ngāti Hako,Te Ākitai Waiohua | 3.82 | 4 |  |  |  | no | 1 | 1 | 5 | CCTV NOT Available or Over 30 Years Old & Soil Type Not Available | 2.882 | 3 | 1 | 5 | 2.5 | Property Parcels | 1 | Significant Ecological Area - SEA_T_8039 | 1.5 | 1.235 | 0.2 | Diameter Used For Flow Approximation & Depth Available | 15.7217 | 18
3057 | 3318 | 911650 | 10089956 | 194287 | DSCTB | Castor Bay Branch Sewer TS7A | Gravity | Pipe | Bridged | OP | CLS | None | 1962-01-01 |  |  | dwg | NI | Transmission | Legacy | 2 |  |  | 4 | 355 | [5 empty] | 64423 | NA |  | 1.95 |  | WSL |  | Te Kawerau a Maki,Ngāti Whātua,Ngāti Maru,Ngāti Whātua o Ōrākei,Ngāti Tamaoho,Ngāti Manuhiri,Te Patukirikiri,Ngāti Whanaunga,Ngāti Tamaterā,Ngāti Pāoa,Ngāi Tai ki Tāmaki,Ngāti Hako,Te Ākitai Waiohua | 3.47 | 3 | 3 | 2015 | te puna wai | no | 1 | 1 | 5 | CCTV Available (0-10 Years Old) & Soil Type Not Available | 2.882 | 3 | 1 | 5 | 2.5 | Property Parcels | 1 |  | 1.5 | 1.235 | 0.2 | Diameter Used For Flow Approximation & Depth Available | 1.9523 | 14
2008 | 2195 | 15400 | 10005295 | 194347 | DSEDB | Edendale Branch | Gravity | Pipe | Buried | OP | CONC | None | 1914-06-30 | 61.18 | 60.64 | dwg | OM | Transmission | Legacy | 2 |  |  | 4 | 600 | [5 empty] | 74760 | NA |  | 20.24 |  | WSL |  | Waikato,Te Kawerau a Maki,Ngāti Whātua,Ngāti Maru,Ngāti Whātua o Ōrākei,Ngāti Tamaoho,Ngāti Tamaterā,Ngāi Tai ki Tāmaki,Ngāti Hako,Te Ākitai Waiohua | 3.81 | 4 | 3 | 2017 | CCTV Footage Review Log South_Latest.xls | no | 3 | 3 | 5 | CCTV Available (0-10 Years Old) & Soil Type Available | 2.8819 | 3 | 1 | 3 | 2.5 | Property Parcels | 1 |  | 1 | 1.09 | 0.0034586 | Modelled Flow Data Used & Depth Available | 20.2424 | 18
1145 | 1212 | 15356 | 10005296 | 194855 | DSEDB | Edendale Branch | Gravity | Pipe | Buried | OP | CONC | None | 1914-06-30 | 61.55 | 61.18 | dwg | OM | Transmission | Legacy | 2 |  |  | 4 | 750 | [5 empty] | 74761 | NA |  | 29.97 |  | WSL |  | Waikato,Te Kawerau a Maki,Ngāti Whātua,Ngāti Maru,Ngāti Whātua o Ōrākei,Ngāti Tamaoho,Ngāti Tamaterā,Ngāi Tai ki Tāmaki,Ngāti Hako,Te Ākitai Waiohua | 3.39 | 3 | 2 | 2017 | CCTV Footage Review Log South_Latest.xls | no | 3 | 3 | 5 | CCTV Available (0-10 Years Old) & Soil Type Available | 2.8819 | 3 | 1 | 3 | 2.5 | Property Parcels | 1 |  | 1 | 1.09 | 0.0034618 | Modelled Flow Data Used & Depth Available | 29.9678 | 14
992 | 1048 | 15595 | 10004770 | 193598 | DSB1D | Branch 1A Diversion | Gravity | Pipe | Buried | OP | CONC | None | 1959-06-30 | 0.6 | 0.43 | dwg | OM | Transmission | Legacy | 2 |  |  | 4 | 600 | [5 empty] | 74382 | NA |  | 89.44 |  | WSL |  | Waikato,Te Kawerau a Maki,Ngāti Whātua,Ngāti Maru,Ngāti Whātua o Ōrākei,Ngāti Tamaoho,Te Patukirikiri,Ngāti Whanaunga,Ngāti Tamaterā,Ngāti Pāoa,Ngāi Tai ki Tāmaki,Ngāti Hako,Te Ākitai Waiohua | 3.12 | 3 | 3 | 2013 | te puna wai | no | 5 | 1 | 3 | CCTV Available (10-20 Years Old) & Soil Type Available | 2.8818 | 3 | 2 | 3 | 2.5 | Property Parcels | 1 | Place Of Historic Heritage - Te Umuponga Pa site R11_91 | 1 | 1.09 | 0.024062 | Modelled Flow Data Used & Depth Available | 89.4421 | 14
995 | 1051 | 15596 | 10004771 | 193690 | DSB1D | Branch 1A Diversion | Gravity | Pipe | Buried | OP | CONC | None | 1959-06-30 | 0.76 | 0.6 | dwg | OM | Transmission | Legacy | 2 |  |  | 4 | 600 | [5 empty] | 74383 | NA |  | 86.24 |  | WSL |  | Waikato,Te Kawerau a Maki,Ngāti Whātua,Ngāti Maru,Ngāti Whātua o Ōrākei,Ngāti Tamaoho,Te Patukirikiri,Ngāti Whanaunga,Ngāti Tamaterā,Ngāti Pāoa,Ngāi Tai ki Tāmaki,Ngāti Hako,Te Ākitai Waiohua | 3.12 | 3 | 3 | 2013 | te puna wai | no | 5 | 1 | 3 | CCTV Available (10-20 Years Old) & Soil Type Available | 2.8817 | 3 | 2 | 3 | 2.5 | Property Parcels | 1 | Place Of Historic Heritage - Te Umuponga Pa site R11_91 | 1 | 1.09 | 0.024124 | Modelled Flow Data Used & Depth Available | 86.2424 | 14
2304 | 2515 | 14925 | 10006803 | 195683 | DSONE | Onehunga Branch | Gravity | Pipe | Buried | OP | CONC | None | 1962-06-30 | 19.87 | 19.67 | dwg | WI | Transmission | Legacy | 2 |  |  | 4 | 600 | [5 empty] | 76116 | NA |  | 108.74 |  | WSL |  | Waikato,Te Kawerau a Maki,Ngāti Whātua,Ngāti Maru,Ngāti Whātua o Ōrākei,Ngāti Tamaoho,Ngāti Tamaterā,Ngāti Pāoa,Ngāi Tai ki Tāmaki,Ngāti Hako,Te Ākitai Waiohua | 2.67 | 3 | 2 | 2021 | CCTV Footage Review Log South_Latest.xls | yes | 5 | 1 | 3 | CCTV Available (0-10 Years Old) & Soil Type Available | 2.8814 | 3 | 2 | 3 | 2.5 | Property Parcels | 1 | Aquifer - Onehunga Volcanic Aquifer | 1 | 1.09 | 0.026453 | Modelled Flow Data Used & Depth Available | 108.7355 | 14
1193 | 1264 | 15168 | 10004602 | 193410 | DSB09 | Branch 9 Mt Roskill | Gravity | Pipe | Buried | OP | CONC | None | 1946-06-30 | 43.42 | 43.23 | dwg | WI | Transmission | Legacy | 2 |  |  | 4 | 600 | [5 empty] | 74307 | NA |  | 128.58 |  | WSL |  | Waikato,Te Kawerau a Maki,Ngāti Whātua,Ngāti Maru,Ngāti Whātua o Ōrākei,Ngāti Tamaoho,Ngāti Tamaterā,Ngāi Tai ki Tāmaki,Ngāti Hako,Te Ākitai Waiohua | 2.67 | 3 | 2 | 2016 | CCTV Footage Review Log South_Latest.xls | no | 5 | 1 | 3 | CCTV Available (0-10 Years Old) & Soil Type Available | 2.8804 | 3 | 2 | 3 | 2.5 | Property Parcels | 1 |  | 1 | 1.09 | 0.033969 | Modelled Flow Data Used & Depth Available | 128.5754 | 14
2264 | 2475 | 16645 | 10008899 | 197314 | DSTIT | Titirangi Branch | Gravity | Pipe | Buried | OP | CONC | None | 1966-06-30 | 14.74 | 13.9 | dwg | WI | Transmission | Legacy | 2 |  |  | 4 | 600 | [5 empty] | 78047 | NA |  | 105.19 |  | WSL |  | Waikato,Te Kawerau a Maki,Ngāti Whātua,Ngāti Whātua o Ōrākei,Ngāti Tamaoho,Ngāti Tamaterā,Ngāi Tai ki Tāmaki,Te Ākitai Waiohua | 3 | 3 | 3 | 2002 | te puna wai | no | 1 | 3 | 2 | CCTV Available (20-30 Years Old) & Soil Type Available | 2.8593 | 3 | 2 | 3 | 2 | Public Park & Sports Area | 1 |  | 5 | 1.075 | 0.028242 | Modelled Flow Data Used & Depth Available | 105.1925 | 14
2265 | 2476 | 16647 | 10008896 | 197118 | DSTIT | Titirangi Branch | Gravity | Pipe | Buried | OP | CONC | None | 1966-06-30 | 13.11 | 12.39 | dwg | WI | Transmission | Legacy | 2 |  |  | 4 | 600 | [5 empty] | 78044 | NA |  | 105.86 |  | WSL |  | Waikato,Te Kawerau a Maki,Ngāti Whātua,Ngāti Whātua o Ōrākei,Ngāti Tamaoho,Ngāti Tamaterā,Ngāi Tai ki Tāmaki,Te Ākitai Waiohua | 3 | 3 | 3 | 2001 | te puna wai | no | 1 | 3 | 2 | CCTV Available (20-30 Years Old) & Soil Type Available | 2.859 | 3 | 2 | 3 | 2 | Public Park & Sports Area | 1 |  | 5 | 1.075 | 0.030935 | Modelled Flow Data Used & Depth Available | 105.8597 | 14
1324 | 1414 | 16646 | 10008897 | 197711 | DSTIT | Titirangi Branch | Gravity | Pipe | Buried | OP | CONC | None | 1966-06-30 | 13.83 | 13.11 | dwg | WI | Transmission | Legacy | 2 |  |  | 4 | 600 | [5 empty] | 78045 | NA |  | 104.53 |  | WSL |  | Waikato,Te Kawerau a Maki,Ngāti Whātua,Ngāti Whātua o Ōrākei,Ngāti Tamaoho,Ngāti Tamaterā,Ngāi Tai ki Tāmaki,Te Ākitai Waiohua | 3 | 3 | 3 | 2001 | te puna wai | no | 1 | 3 | 2 | CCTV Available (20-30 Years Old) & Soil Type Available | 2.859 | 3 | 2 | 3 | 2 | Public Park & Sports Area | 1 |  | 5 | 1.075 | 0.031182 | Modelled Flow Data Used & Depth Available | 104.5288 | 14
2669 | 2902 | 17184 | 10006137 | 195579 | DSHNV | Henderson Valley Branch | Gravity | Pipe | Buried | OP | CONC | None | 1964-06-30 | 6.51 | 6.1 | dwg | WI | Transmission | Legacy | 2 |  |  | 4 | 600 | [5 empty] | 75554 | NA |  | 156.81 |  | WSL |  | Te Kawerau a Maki,Ngāti Whātua,Ngāti Whātua o Ōrākei,Ngāti Tamaoho,Ngāti Tamaterā,Te Ākitai Waiohua | 2 | 2 | 2 | 2018 | te puna wai | no | 1 | 3 | 2 | CCTV Available (0-10 Years Old) & Soil Type Available | 2.8514 | 3 | 1 | 3 | 2 | Public Park & Sports Area | 1 |  | 5 | 1.075 | 0.012873 | Modelled Flow Data Used & Depth Available | 156.8107 | 8
2668 | 2901 | 17185 | 10006138 | 195197 | DSHNV | Henderson Valley Branch | Gravity | Pipe | Buried | OP | CONC | None | 1964-06-30 | 6.89 | 6.51 | dwg | WI | Transmission | Legacy | 2 |  |  | 4 | 600 | [5 empty] | 75555 | NA |  | 155.12 |  | WSL |  | Te Kawerau a Maki,Ngāti Whātua,Ngāti Whātua o Ōrākei,Ngāti Tamaoho,Ngāti Tamaterā,Te Ākitai Waiohua | 2 | 2 | 2 | 2018 | te puna wai | no | 1 | 3 | 2 | CCTV Available (0-10 Years Old) & Soil Type Available | 2.8514 | 3 | 1 | 3 | 2 | Public Park & Sports Area | 1 | Significant Ecological Area - SEA_T_4867 | 5 | 1.075 | 0.012879 | Modelled Flow Data Used & Depth Available | 155.1196 | 8
98 | 104 | 16409 | 10008812 | 197305 | DSTIN | Tamaki East Interceptor | Gravity | Pipe | Bridged | OP | CLS | None | 1985-06-30 | 10.22 | 10.14 | dwg | TE | Transmission | Legacy | 1 |  |  | 4 | 1060 | [5 empty] | 77992 | NA |  | 40.81 |  | WSL |  | Waikato,Ngāti Maru,Ngāti Tamaoho,Ngāti Whanaunga,Ngāti Tamaterā,Ngāti Pāoa,Ngāi Tai ki Tāmaki,Ngāti Hako,Te Ākitai Waiohua | 2.29 | 2 | 2 | 2008 | CCTV Footage Review Log South_Latest.xls | no | 1 | 1 | 3 | CCTV Available (10-20 Years Old) & Soil Type Not Available | 2.8374 | 3 | 3 | 5 | 1 |  | 4 | NZ River Lines | 1 | 1.035 | 0.050058 | Modelled Flow Data Used & Depth Available | 40.8143 | 8
2197 | 2407 | 16609 | 10008922 | 197522 | DSTIT | Titirangi Branch | Gravity | Pipe | Buried | OP | CONC | None | 1988-06-30 | 40.65 | 37.88 | dwg | WI | Transmission | Legacy | 2 |  |  | 4 | 450 | [5 empty] | 78071 | NA |  | 173.27 |  | WSL |  | Waikato,Te Kawerau a Maki,Ngāti Whātua,Ngāti Whātua o Ōrākei,Ngāti Tamaoho,Ngāti Tamaterā,Te Ākitai Waiohua | 3 | 3 | 3 | 2001 | te puna wai | no | 1 | 1 | 1 | CCTV Available (20-30 Years Old) & Soil Type Available | 2.8249 | 3 | 3 | 2 | 2.5 | Property Parcels | 1 |  | 1 | 1.025 | 0.0525 | Modelled Flow Data Used & Depth Available | 173.2714 | 14
2061 | 2260 | 16832 | 10007002 | 196233 | DSORA | Oratia Branch | Gravity | Pipe | Buried | OP | CONC | None | 1970-06-30 | 17.03 | 16.75 | dwg | WI | Transmission | Legacy | 2 |  |  | 4 | 600 | [5 empty] | 76214 | NA |  | 88.71 |  | WSL |  | Te Kawerau a Maki,Ngāti Whātua,Ngāti Whātua o Ōrākei,Ngāti Tamaoho,Ngāti Tamaterā,Te Ākitai Waiohua | 2.33 | 2 | 2 | 2009 | te puna wai | no | 5 | 1 | 2 | CCTV Available (10-20 Years Old) & Soil Type Available | 2.8235 | 3 | 1 | 3 | 1 |  | 4 | NZ River Lines | 5 | 1.05 | 0.0018114 | Modelled Flow Data Used & Depth Available | 88.7102 | 8
694 | 727 | 17471 | 10005724 | 195156 | DSGLE | Glen Eden Branch | Gravity | Pipe | Bridged | OP | CLS | None | 1965-06-30 | 12.73 | 12.69 | 1.0g | WI | Transmission | GP07039 | 2 |  |  | 4 | 650 | [5 empty] | 75212 | NA |  | 15.93 |  | WSL |  | Te Kawerau a Maki,Ngāti Whātua,Ngāti Whātua o Ōrākei,Ngāti Tamaoho,Ngāti Tamaterā,Te Ākitai Waiohua | 3.31 | 3 | 2 | 2011 | te puna wai | no | 1 | 1 | 5 | CCTV Available (10-20 Years Old) & Soil Type Not Available | 2.8221 | 3 | 2 | 5 | 1 |  | 4 | Significant Ecological Area - SEA_T_4685, NZ River Lines | 1.5 | 1.05 | 0.039255 | Modelled Flow Data Used & Depth Available | 15.9262 | 14
1869 | 2045 | 28662 | 10004031 | 193306 | DSAIR | Airport Branch | Gravity | Pipe | Buried | OP | CONC | None | 2006-11-01 | 5.42 | 5.3 | 0.1s | SW | Transmission | DC07061 | 2 |  |  | 4 | 700 | [5 empty] | 73859 | NA |  | 48.96 |  | WSL |  | Waikato,Te Kawerau a Maki,Ngāti Maru,Ngāti Tamaoho,Ngāti Tamaterā,Ngāi Tai ki Tāmaki,Ngāti Hako,Te Ākitai Waiohua | 1.21 | 1 |  |  |  | no | 1 | 3 | 1 | CCTV NOT Available or Over 30 Years Old & Soil Type Available | 2.821 | 3 | 1 | 3 | 1 |  | 4 | NZ River Lines | 5 | 1.05 | 0.0048582 | Modelled Flow Data Used & Depth Available | 48.9568 | 4
2955 | 3213 | 927073 | 10088549 | 195987 | DSOTV | Oteha Valley Branch Sewer TS27 | Gravity | Pipe | Buried | OP | CONC | None | 1989-01-01 |  |  | dwg | NI | Transmission | Legacy | 2 |  |  | 4 | 440 | [5 empty] | 65238 | NA |  | 43.88 |  | WSL |  | Te Kawerau a Maki,Ngāti Whātua,Ngāti Maru,Ngāti Whātua o Kaipara,Ngāti Whātua o Ōrākei,Ngāti Tamaoho,Ngāti Manuhiri,Ngāti Whanaunga,Ngāti Tamaterā,Ngāti Pāoa,Ngāi Tai ki Tāmaki,Ngāti Hako,Te Ākitai Waiohua | 2 | 2 | 2 | 2018 | te puna wai | no | 1 | 3 | 1 | CCTV Available (0-10 Years Old) & Soil Type Available | 2.8175 | 3 | 1 | 2 | 2.5 | Property Parcels | 1 |  | 1.5 | 1.045 | 0 | Modelled Flow Data Used & Depth Available | 43.8837 | 8
3133 | 3395 | 918232 | 10088322 | 194944 | DSNCT | Northcote Branch Sewer TS8 | Gravity | Pipe | Buried | OP | CONC | None | 1962-01-01 |  |  | dwg | NI | Transmission | Legacy | 2 |  |  | 4 | 550 | ASBUILT | ASBUILT | ASBUILT | ASBUILT | CONS | 65101 | NA |  | 43.48 | ASBUILT | WSL |  | Te Kawerau a Maki,Ngāti Whātua,Ngāti Maru,Ngāti Whātua o Ōrākei,Ngāti Tamaoho,Ngāti Manuhiri,Te Patukirikiri,Ngāti Whanaunga,Ngāti Tamaterā,Ngāti Pāoa,Ngāi Tai ki Tāmaki,Ngāti Hako,Te Ākitai Waiohua | 2.41 | 2 |  |  |  | no | 1 | 1 | 3 | CCTV NOT Available or Over 30 Years Old & Soil Type Available | 2.8175 | 3 | 1 | 2 | 2.5 | Property Parcels | 1 |  | 1.5 | 1.045 | 0 | Modelled Flow Data Used & Depth Available | 43.479 | 8
4155 | 4437 | 929553 | 10087927 | 194801 | DSHKI | Hauraki Branch Sewer TS3A | Gravity | Pipe | Buried | OP | CONC | None | 1963-01-01 |  |  | dwg | NI | Transmission | Legacy | 2 |  |  | 4 | 525 | [5 empty] | 64840 | NA |  | 25.14 |  | WSL |  | Te Kawerau a Maki,Ngāti Whātua,Ngāti Maru,Ngāti Whātua o Ōrākei,Ngāti Tamaoho,Te Patukirikiri,Ngāti Whanaunga,Ngāti Tamaterā,Ngāti Pāoa,Ngāi Tai ki Tāmaki,Ngāti Hako,Te Ākitai Waiohua | 2.24 | 2 | 2 | 2017 | te puna wai | no | 1 | 1 | 3 | CCTV Available (0-10 Years Old) & Soil Type Available | 2.8175 | 3 | 1 | 2 | 2.5 | Property Parcels | 1 |  | 1.5 | 1.045 | 0 | Modelled Flow Data Used & Depth Available | 25.1365 | 8
1309 | 1399 | 16744 | 10006149 | 195582 | DSHNV | Henderson Valley Branch | Gravity | Pipe | Buried | OP | CONC | None | 1964-06-30 | 9 | 8.91 | 1.0g | WI | Transmission | GP07071 | 2 |  |  | 4 | 600 | [5 empty] | 75566 | NA |  | 93.39 |  | WSL |  | Te Kawerau a Maki,Ngāti Whātua,Ngāti Whātua o Ōrākei,Ngāti Tamaoho,Ngāti Tamaterā,Te Ākitai Waiohua | 2.27 | 2 | 2 | 2017 | te puna wai | no | 5 | 1 | 2 | CCTV Available (0-10 Years Old) & Soil Type Available | 2.8166 | 3 | 1 | 3 | 1 |  | 4 | Significant Ecological Area - SEA_T_4867, NZ River Lines | 5 | 1.05 | 0.010228 | Modelled Flow Data Used & Depth Available | 93.3863 | 8
2630 | 2857 | 16743 | 10006148 | 195049 | DSHNV | Henderson Valley Branch | Gravity | Pipe | Buried | OP | CONC | None | 1964-06-30 | 8.76 | 8.48 | dwg | WI | Transmission | Legacy | 2 |  |  | 4 | 600 | [5 empty] | 75565 | NA |  | 111.3 |  | WSL |  | Te Kawerau a Maki,Ngāti Whātua,Ngāti Whātua o Ōrākei,Ngāti Tamaoho,Ngāti Tamaterā,Te Ākitai Waiohua | 2.27 | 2 | 2 | 2018 | te puna wai | no | 5 | 1 | 2 | CCTV Available (0-10 Years Old) & Soil Type Available | 2.8165 | 3 | 1 | 3 | 1 |  | 4 | Significant Ecological Area - SEA_T_4867, NZ River Lines | 5 | 1.05 | 0.010266 | Modelled Flow Data Used & Depth Available | 111.2984 | 8
1304 | 1394 | 16742 | 10006147 | 195426 | DSHNV | Henderson Valley Branch | Gravity | Pipe | Buried | OP | CONC | None | 1964-06-30 | 8.48 | 8.41 | 1.0g | WI | Transmission | GP07071 | 2 |  |  | 4 | 600 | [5 empty] | 75564 | NA |  | 21.73 |  | WSL |  | Te Kawerau a Maki,Ngāti Whātua,Ngāti Whātua o Ōrākei,Ngāti Tamaoho,Ngāti Tamaterā,Te Ākitai Waiohua | 2.27 | 2 | 2 | 2018 | te puna wai | no | 5 | 1 | 2 | CCTV Available (0-10 Years Old) & Soil Type Available | 2.8165 | 3 | 1 | 3 | 1 |  | 4 | Significant Ecological Area - SEA_T_4867, NZ River Lines | 5 | 1.05 | 0.010266 | Modelled Flow Data Used & Depth Available | 21.7271 | 8
3715 | 3990 | 929682 | 10090332 | 82593271 | DSGLF | Glenfield Branch Sewer TS4A | Gravity | Pipe | Buried | OP | CONC | None | 1975-01-01 |  |  | dwg | NI | Transmission | Legacy | 2 |  |  | 4 | 457 | ASBUILT | ASBUILT | ASBUILT | ASBUILT | CONS | 64671 | NA |  | 52.15 | ASBUILT | WSL |  | Te Kawerau a Maki,Ngāti Whātua,Ngāti Maru,Ngāti Whātua o Ōrākei,Ngāti Tamaoho,Ngāti Manuhiri,Te Patukirikiri,Ngāti Whanaunga,Ngāti Tamaterā,Ngāti Pāoa,Ngāi Tai ki Tāmaki,Ngāti Hako,Te Ākitai Waiohua | 2.46 | 2 |  |  |  | no | 5 | 1 | 2 | CCTV NOT Available or Over 30 Years Old & Soil Type Available | 2.8162 | 3 | 1 | 2 | 2.5 | Property Parcels | 1 |  | 1.5 | 1.045 | 0.0015314 | Modelled Flow Data Used & Depth Available | 52.1489 | 8
3920 | 4198 | 927987 | 10090331 | 194677 | DSGLF | Glenfield Branch Sewer TS4A | Gravity | Pipe | Buried | OP | CONC | None | 1975-01-01 |  |  | dwg | NI | Transmission | Legacy | 2 |  |  | 4 | 457 | [5 empty] | 64670 | NA |  | 33.62 |  | WSL |  | Te Kawerau a Maki,Ngāti Whātua,Ngāti Maru,Ngāti Whātua o Ōrākei,Ngāti Tamaoho,Ngāti Manuhiri,Te Patukirikiri,Ngāti Whanaunga,Ngāti Tamaterā,Ngāti Pāoa,Ngāi Tai ki Tāmaki,Ngāti Hako,Te Ākitai Waiohua | 2.27 | 2 | 2 | 2016 | te puna wai | no | 5 | 1 | 2 | CCTV Available (0-10 Years Old) & Soil Type Available | 2.8162 | 3 | 1 | 2 | 2.5 | Property Parcels | 1 |  | 1.5 | 1.045 | 0.0015314 | Modelled Flow Data Used & Depth Available | 33.623 | 8
3289 | 3555 | 927828 | 10090334 | 195033 | DSGLF | Glenfield Branch Sewer TS4A | Gravity | Pipe | Buried | OP | CONC | None | 1975-01-01 |  |  | dwg | NI | Transmission | Legacy | 2 |  |  | 4 | 457 | [5 empty] | 64673 | NA |  | 8.24 |  | WSL |  | Te Kawerau a Maki,Ngāti Whātua,Ngāti Maru,Ngāti Whātua o Ōrākei,Ngāti Tamaoho,Ngāti Manuhiri,Te Patukirikiri,Ngāti Whanaunga,Ngāti Tamaterā,Ngāti Pāoa,Ngāi Tai ki Tāmaki,Ngāti Hako,Te Ākitai Waiohua | 2.27 | 2 | 2 | 2016 | te puna wai | no | 5 | 1 | 2 | CCTV Available (0-10 Years Old) & Soil Type Available | 2.8162 | 3 | 1 | 2 | 2.5 | Property Parcels | 1 |  | 1.5 | 1.045 | 0.0015314 | Modelled Flow Data Used & Depth Available | 8.2441 | 8
1577 | 1714 | 31431 | 10099306 | 197389 | DSWIR | Wiri Branch | Gravity | Pipe | Buried | OP | CONC | None | 1971-06-30 | 23.77 |  | dwg | SI | Transmission | Legacy | 2 |  |  | 4 | 470 | [5 empty] | 78584 | NA |  | 10.91 |  | WSL |  | Waikato,Te Kawerau a Maki,Ngāti Maru,Ngāti Tamaoho,Ngāti Whanaunga,Ngāti Tamaterā,Ngāti Pāoa,Ngāi Tai ki Tāmaki,Ngāti Hako,Te Ākitai Waiohua | 2.46 | 2 |  |  |  | no | 5 | 1 | 2 | CCTV NOT Available or Over 30 Years Old & Soil Type Available | 2.8162 | 3 | 2 | 2 | 2.5 | Property Parcels | 1 |  | 1.5 | 1.045 | 0.018641 | Modelled Flow Data Used & Depth Available | 10.9121 | 8
3271 | 3536 | 927829 | 10090335 | 194678 | DSGLF | Glenfield Branch Sewer TS4A | Gravity | Pipe | Buried | OP | CONC | None | 1975-01-01 |  |  | dwg | NI | Transmission | Legacy | 2 |  |  | 4 | 457 | [5 empty] | 64674 | NA |  | 70.01 |  | WSL |  | Te Kawerau a Maki,Ngāti Whātua,Ngāti Maru,Ngāti Whātua o Ōrākei,Ngāti Tamaoho,Ngāti Manuhiri,Te Patukirikiri,Ngāti Whanaunga,Ngāti Tamaterā,Ngāti Pāoa,Ngāi Tai ki Tāmaki,Ngāti Hako,Te Ākitai Waiohua | 2.27 | 2 | 2 | 2016 | te puna wai | no | 5 | 1 | 2 | CCTV Available (0-10 Years Old) & Soil Type Available | 2.8156 | 3 | 1 | 2 | 2.5 | Property Parcels | 1 |  | 1.5 | 1.045 | 0.0022971 | Modelled Flow Data Used & Depth Available | 70.0138 | 8
3351 | 3619 | 924232 | 10088542 | 196343 | DSOTV | Oteha Valley Branch Sewer TS27 | Gravity | Pipe | Buried | OP | CONC | None | 1989-01-01 |  |  | dwg | NI | Transmission | Legacy | 2 |  |  | 4 | 440 | [5 empty] | 65231 | NA |  | 47.32 |  | WSL |  | Te Kawerau a Maki,Ngāti Whātua,Ngāti Maru,Ngāti Whātua o Kaipara,Ngāti Whātua o Ōrākei,Ngāti Tamaoho,Ngāti Manuhiri,Ngāti Whanaunga,Ngāti Tamaterā,Ngāti Pāoa,Ngāi Tai ki Tāmaki,Ngāti Hako,Te Ākitai Waiohua | 2 | 2 | 2 | 2018 | te puna wai | no | 5 | 3 | 1 | CCTV Available (0-10 Years Old) & Soil Type Available | 2.8156 | 3 | 1 | 2 | 2.5 | Property Parcels | 1 |  | 1.5 | 1.045 | 0.0022971 | Modelled Flow Data Used & Depth Available | 47.3165 | 8
3273 | 3538 | 927830 | 10090336 | 195184 | DSGLF | Glenfield Branch Sewer TS4A | Gravity | Pipe | Buried | OP | CONC | None | 1975-01-01 |  |  | dwg | NI | Transmission | Legacy | 2 |  |  | 4 | 457 | [5 empty] | 64675 | NA |  | 45.2 |  | WSL |  | Te Kawerau a Maki,Ngāti Whātua,Ngāti Maru,Ngāti Whātua o Ōrākei,Ngāti Tamaoho,Ngāti Manuhiri,Te Patukirikiri,Ngāti Whanaunga,Ngāti Tamaterā,Ngāti Pāoa,Ngāi Tai ki Tāmaki,Ngāti Hako,Te Ākitai Waiohua | 2.27 | 2 | 2 | 2016 | te puna wai | no | 5 | 1 | 2 | CCTV Available (0-10 Years Old) & Soil Type Available | 2.8156 | 3 | 1 | 2 | 2.5 | Property Parcels | 1 |  | 1.5 | 1.045 | 0.0022971 | Modelled Flow Data Used & Depth Available | 45.1953 | 8
4002 | 4280 | 927826 | 10090333 | 194530 | DSGLF | Glenfield Branch Sewer TS4A | Gravity | Pipe | Buried | OP | CONC | None | 1975-01-01 |  |  | dwg | NI | Transmission | Legacy | 2 |  |  | 4 | 457 | [5 empty] | 64672 | NA |  | 39.4 |  | WSL |  | Te Kawerau a Maki,Ngāti Whātua,Ngāti Maru,Ngāti Whātua o Ōrākei,Ngāti Tamaoho,Ngāti Manuhiri,Te Patukirikiri,Ngāti Whanaunga,Ngāti Tamaterā,Ngāti Pāoa,Ngāi Tai ki Tāmaki,Ngāti Hako,Te Ākitai Waiohua | 2.27 | 2 | 2 | 2016 | te puna wai | no | 5 | 1 | 2 | CCTV Available (0-10 Years Old) & Soil Type Available | 2.8156 | 3 | 1 | 2 | 2.5 | Property Parcels | 1 |  | 1.5 | 1.045 | 0.0022971 | Modelled Flow Data Used & Depth Available | 39.4043 | 8
3963 | 4241 | 927989 | 10090326 | 195031 | DSGLF | Glenfield Branch Sewer TS4A | Gravity | Pipe | Buried | OP | CONC | None | 1975-01-01 |  |  | dwg | NI | Transmission | Legacy | 2 |  |  | 4 | 457 | [5 empty] | 64665 | NA |  | 43.58 |  | WSL |  | Te Kawerau a Maki,Ngāti Whātua,Ngāti Maru,Ngāti Whātua o Ōrākei,Ngāti Tamaoho,Ngāti Manuhiri,Te Patukirikiri,Ngāti Whanaunga,Ngāti Tamaterā,Ngāti Pāoa,Ngāi Tai ki Tāmaki,Ngāti Hako,Te Ākitai Waiohua | 2.27 | 2 | 2 | 2016 | te puna wai | no | 5 | 1 | 2 | CCTV Available (0-10 Years Old) & Soil Type Available | 2.815 | 3 | 1 | 2 | 2.5 | Property Parcels | 1 |  | 1.5 | 1.045 | 0.0030628 | Modelled Flow Data Used & Depth Available | 43.5776 | 8
4022 | 4300 | 927985 | 10090330 | 195032 | DSGLF | Glenfield Branch Sewer TS4A | Gravity | Pipe | Buried | OP | CONC | None | 1975-01-01 |  |  | dwg | NI | Transmission | Legacy | 2 |  |  | 4 | 457 | [5 empty] | 64669 | NA |  | 43.46 |  | WSL |  | Te Kawerau a Maki,Ngāti Whātua,Ngāti Maru,Ngāti Whātua o Ōrākei,Ngāti Tamaoho,Ngāti Manuhiri,Te Patukirikiri,Ngāti Whanaunga,Ngāti Tamaterā,Ngāti Pāoa,Ngāi Tai ki Tāmaki,Ngāti Hako,Te Ākitai Waiohua | 2.27 | 2 | 2 | 2016 | te puna wai | no | 5 | 1 | 2 | CCTV Available (0-10 Years Old) & Soil Type Available | 2.815 | 3 | 1 | 2 | 2.5 | Property Parcels | 1 |  | 1.5 | 1.045 | 0.0030628 | Modelled Flow Data Used & Depth Available | 43.4627 | 8
2962 | 3220 | 907373 | 10090328 | 195182 | DSGLF | Glenfield Branch Sewer TS4A | Gravity | Pipe | Buried | OP | CONC | None | 1975-01-01 |  |  | dwg | NI | Transmission | Legacy | 2 |  |  | 4 | 457 | [5 empty] | 64667 | NA |  | 38.5 |  | WSL |  | Te Kawerau a Maki,Ngāti Whātua,Ngāti Maru,Ngāti Whātua o Ōrākei,Ngāti Tamaoho,Ngāti Manuhiri,Te Patukirikiri,Ngāti Whanaunga,Ngāti Tamaterā,Ngāti Pāoa,Ngāi Tai ki Tāmaki,Ngāti Hako,Te Ākitai Waiohua | 2.27 | 2 | 2 | 2016 | te puna wai | no | 5 | 1 | 2 | CCTV Available (0-10 Years Old) & Soil Type Available | 2.815 | 3 | 1 | 2 | 2.5 | Property Parcels | 1 |  | 1.5 | 1.045 | 0.0030628 | Modelled Flow Data Used & Depth Available | 38.4964 | 8
4072 | 4351 | 929478 | 10090325 | 194528 | DSGLF | Glenfield Branch Sewer TS4A | Gravity | Pipe | Buried | OP | CONC | None | 1975-01-01 |  |  | dwg | NI | Transmission | Legacy | 2 |  |  | 4 | 457 | [5 empty] | 64664 | NA |  | 24.39 |  | WSL |  | Te Kawerau a Maki,Ngāti Whātua,Ngāti Maru,Ngāti Whātua o Ōrākei,Ngāti Tamaoho,Ngāti Manuhiri,Te Patukirikiri,Ngāti Whanaunga,Ngāti Tamaterā,Ngāti Pāoa,Ngāi Tai ki Tāmaki,Ngāti Hako,Te Ākitai Waiohua | 2.27 | 2 | 2 | 2016 | te puna wai | no | 5 | 1 | 2 | CCTV Available (0-10 Years Old) & Soil Type Available | 2.815 | 3 | 1 | 2 | 2.5 | Property Parcels | 1 |  | 1.5 | 1.045 | 0.0030628 | Modelled Flow Data Used & Depth Available | 24.3933 | 8
3998 | 4276 | 927988 | 10090327 | 194676 | DSGLF | Glenfield Branch Sewer TS4A | Gravity | Pipe | Buried | OP | CONC | None | 1975-01-01 |  |  | dwg | NI | Transmission | Legacy | 2 |  |  | 4 | 457 | [5 empty] | 64666 | NA |  | 6.65 |  | WSL |  | Te Kawerau a Maki,Ngāti Whātua,Ngāti Maru,Ngāti Whātua o Ōrākei,Ngāti Tamaoho,Ngāti Manuhiri,Te Patukirikiri,Ngāti Whanaunga,Ngāti Tamaterā,Ngāti Pāoa,Ngāi Tai ki Tāmaki,Ngāti Hako,Te Ākitai Waiohua | 2.27 | 2 | 2 | 2016 | te puna wai | no | 5 | 1 | 2 | CCTV Available (0-10 Years Old) & Soil Type Available | 2.815 | 3 | 1 | 2 | 2.5 | Property Parcels | 1 |  | 1.5 | 1.045 | 0.0030628 | Modelled Flow Data Used & Depth Available | 6.6538 | 8
3984 | 4262 | 919850 | 10088538 | 196342 | DSOTV | Oteha Valley Branch Sewer TS27 | Gravity | Pipe | Buried | OP | CONC | None | 1989-01-01 |  |  | dwg | NI | Transmission | Legacy | 2 |  |  | 4 | 440 | [5 empty] | 65227 | NA |  | 60.68 |  | WSL |  | Te Kawerau a Maki,Ngāti Whātua,Ngāti Maru,Ngāti Whātua o Kaipara,Ngāti Whātua o Ōrākei,Ngāti Tamaoho,Ngāti Manuhiri,Ngāti Whanaunga,Ngāti Tamaterā,Ngāti Pāoa,Ngāi Tai ki Tāmaki,Ngāti Hako,Te Ākitai Waiohua | 2 | 2 | 2 | 2018 | te puna wai | no | 1 | 3 | 1 | CCTV Available (0-10 Years Old) & Soil Type Available | 2.8144 | 3 | 1 | 2 | 2.5 | Property Parcels | 1 | Significant Ecological Area - SEA_T_8295 | 1.5 | 1.045 | 0.0038285 | Modelled Flow Data Used & Depth Available | 60.6807 | 8
3918 | 4196 | 919097 | 10088539 | 196139 | DSOTV | Oteha Valley Branch Sewer TS27 | Gravity | Pipe | Buried | OP | CONC | None | 1989-01-01 |  |  | dwg | NI | Transmission | Legacy | 2 |  |  | 4 | 440 | [5 empty] | 65228 | NA |  | 34.78 |  | WSL |  | Te Kawerau a Maki,Ngāti Whātua,Ngāti Maru,Ngāti Whātua o Kaipara,Ngāti Whātua o Ōrākei,Ngāti Tamaoho,Ngāti Manuhiri,Ngāti Whanaunga,Ngāti Tamaterā,Ngāti Pāoa,Ngāi Tai ki Tāmaki,Ngāti Hako,Te Ākitai Waiohua | 2 | 2 | 2 | 2018 | te puna wai | no | 1 | 3 | 1 | CCTV Available (0-10 Years Old) & Soil Type Available | 2.8144 | 3 | 1 | 2 | 2.5 | Property Parcels | 1 | Significant Ecological Area - SEA_T_8295 | 1.5 | 1.045 | 0.0038285 | Modelled Flow Data Used & Depth Available | 34.7757 | 8
4114 | 4396 | 931426 | 10090011 | 194570 | DSCWD | Chatswood Branch Sewer TS9 | Gravity | Pipe | Buried | OP | CONC | None | 1960-01-01 |  |  | dwg | NI | Transmission | Legacy | 2 |  |  | 4 | 490 | [5 empty] | 64459 | NA |  | 111.26 |  | WSL |  | Te Kawerau a Maki,Ngāti Whātua,Ngāti Maru,Ngāti Whātua o Ōrākei,Ngāti Tamaoho,Te Patukirikiri,Ngāti Tamaterā,Ngāti Pāoa,Ngāi Tai ki Tāmaki,Ngāti Hako,Te Ākitai Waiohua | 2.79 | 3 |  |  |  | no | 3 | 1 | 3 | CCTV NOT Available or Over 30 Years Old & Soil Type Available | 2.8142 | 3 | 2 | 2 | 2.5 | Property Parcels | 1 | Significant Ecological Area - SEA_T_8169 | 1.5 | 1.045 | 0.048239 | Modelled Flow Data Used & Depth Available | 111.2598 | 14
3888 | 4165 | 920080 | 10089730 | 193824 | DSBLA | Black Rock Branch Sewer TS6A | Gravity | Pipe | Buried | OP | CONC | None | 1961-01-01 |  |  | dwg | NI | Transmission | Legacy | 2 |  |  | 4 | 500 | [5 empty] | 64300 | NA |  | 63.84 |  | WSL |  | Te Kawerau a Maki,Ngāti Whātua,Ngāti Maru,Ngāti Whātua o Ōrākei,Ngāti Tamaoho,Ngāti Manuhiri,Te Patukirikiri,Ngāti Whanaunga,Ngāti Tamaterā,Ngāti Pāoa,Ngāi Tai ki Tāmaki,Ngāti Hako,Te Ākitai Waiohua | 3 | 3 |  |  |  | no | 3 | 3 | 3 | CCTV NOT Available or Over 30 Years Old & Soil Type Available | 2.8142 | 3 | 2 | 2 | 2.5 | Property Parcels | 1 |  | 1.5 | 1.045 | 0.048239 | Modelled Flow Data Used & Depth Available | 63.8397 | 14
3788 | 4063 | 911244 | 10089731 | 194219 | DSBLA | Black Rock Branch Sewer TS6A | Gravity | Pipe | Buried | OP | CONC | None | 1961-01-01 |  |  | dwg | NI | Transmission | Legacy | 2 |  |  | 4 | 500 | [5 empty] | 64301 | NA |  | 42.31 |  | WSL |  | Te Kawerau a Maki,Ngāti Whātua,Ngāti Maru,Ngāti Whātua o Ōrākei,Ngāti Tamaoho,Ngāti Manuhiri,Te Patukirikiri,Ngāti Whanaunga,Ngāti Tamaterā,Ngāti Pāoa,Ngāi Tai ki Tāmaki,Ngāti Hako,Te Ākitai Waiohua | 3 | 3 |  |  |  | no | 3 | 3 | 3 | CCTV NOT Available or Over 30 Years Old & Soil Type Available | 2.8142 | 3 | 2 | 2 | 2.5 | Property Parcels | 1 |  | 1.5 | 1.045 | 0.049005 | Modelled Flow Data Used & Depth Available | 42.311 | 14
4161 | 4443 | 927419 | 10089732 | 194070 | DSBLA | Black Rock Branch Sewer TS6A | Gravity | Pipe | Buried | OP | CONC | None | 1961-01-01 |  |  | dwg | NI | Transmission | Legacy | 2 |  |  | 4 | 500 | [5 empty] | 64302 | NA |  | 20.05 |  | WSL |  | Te Kawerau a Maki,Ngāti Whātua,Ngāti Maru,Ngāti Whātua o Ōrākei,Ngāti Tamaoho,Ngāti Manuhiri,Te Patukirikiri,Ngāti Whanaunga,Ngāti Tamaterā,Ngāti Pāoa,Ngāi Tai ki Tāmaki,Ngāti Hako,Te Ākitai Waiohua | 3 | 3 |  |  |  | no | 3 | 3 | 3 | CCTV NOT Available or Over 30 Years Old & Soil Type Available | 2.8142 | 3 | 2 | 2 | 2.5 | Property Parcels | 1 |  | 1.5 | 1.045 | 0.049005 | Modelled Flow Data Used & Depth Available | 20.0505 | 14
3325 | 3592 | 928266 | 10089728 | 194069 | DSBLA | Black Rock Branch Sewer TS6A | Gravity | Pipe | Buried | OP | CONC | None | 1961-01-01 |  |  | dwg | NI | Transmission | Legacy | 2 |  |  | 4 | 500 | [5 empty] | 64298 | NA |  | 36.54 |  | WSL |  | Te Kawerau a Maki,Ngāti Whātua,Ngāti Maru,Ngāti Whātua o Ōrākei,Ngāti Tamaoho,Ngāti Manuhiri,Te Patukirikiri,Ngāti Whanaunga,Ngāti Tamaterā,Ngāti Pāoa,Ngāi Tai ki Tāmaki,Ngāti Hako,Te Ākitai Waiohua | 3 | 3 |  |  |  | no | 3 | 3 | 3 | CCTV NOT Available or Over 30 Years Old & Soil Type Available | 2.8141 | 3 | 2 | 2 | 2.5 | Property Parcels | 1 |  | 1.5 | 1.045 | 0.04977 | Modelled Flow Data Used & Depth Available | 36.5432 | 14
2972 | 3231 | 908322 | 10089735 | 194220 | DSBLA | Black Rock Branch Sewer TS6A | Gravity | Pipe | Buried | OP | CONC | None | 1961-01-01 |  |  | dwg | NI | Transmission | Legacy | 2 |  |  | 4 | 500 | [5 empty] | 64306 | NA |  | 14.43 |  | WSL |  | Te Kawerau a Maki,Ngāti Whātua,Ngāti Maru,Ngāti Whātua o Ōrākei,Ngāti Tamaoho,Ngāti Manuhiri,Te Patukirikiri,Ngāti Whanaunga,Ngāti Tamaterā,Ngāti Pāoa,Ngāi Tai ki Tāmaki,Ngāti Hako,Te Ākitai Waiohua | 3 | 3 |  |  |  | no | 3 | 3 | 3 | CCTV NOT Available or Over 30 Years Old & Soil Type Available | 2.8141 | 3 | 2 | 2 | 2.5 | Property Parcels | 1 |  | 1.5 | 1.045 | 0.04977 | Modelled Flow Data Used & Depth Available | 14.4261 | 14
3875 | 4152 | 920199 | 10090008 | 194080 | DSCWD | Chatswood Branch Sewer TS9 | Gravity | Pipe | Buried | OP | CONC | None | 1960-01-01 |  |  | dwg | NI | Transmission | Legacy | 2 |  |  | 4 | 490 | [5 empty] | 64455 | NA |  | 104.07 |  | WSL |  | Te Kawerau a Maki,Ngāti Whātua,Ngāti Maru,Ngāti Whātua o Ōrākei,Ngāti Tamaoho,Te Patukirikiri,Ngāti Tamaterā,Ngāti Pāoa,Ngāi Tai ki Tāmaki,Ngāti Hako,Te Ākitai Waiohua | 2.41 | 2 |  |  |  | no | 1 | 1 | 3 | CCTV NOT Available or Over 30 Years Old & Soil Type Available | 2.8141 | 3 | 2 | 2 | 2.5 | Property Parcels | 1 | Significant Ecological Area - SEA_T_8169 | 1.5 | 1.045 | 0.04977 | Modelled Flow Data Used & Depth Available | 104.0745 | 8
4121 | 4403 | 928274 | 10089727 | 194218 | DSBLA | Black Rock Branch Sewer TS6A | Gravity | Pipe | Buried | OP | CONC | None | 1961-01-01 |  |  | dwg | NI | Transmission | Legacy | 2 |  |  | 4 | 500 | [5 empty] | 64297 | NA |  | 20.33 |  | WSL |  | Te Kawerau a Maki,Ngāti Whātua,Ngāti Maru,Ngāti Whātua o Ōrākei,Ngāti Tamaoho,Ngāti Manuhiri,Te Patukirikiri,Ngāti Whanaunga,Ngāti Tamaterā,Ngāti Pāoa,Ngāi Tai ki Tāmaki,Ngāti Hako,Te Ākitai Waiohua | 3 | 3 |  |  |  | no | 3 | 3 | 3 | CCTV NOT Available or Over 30 Years Old & Soil Type Available | 2.8141 | 3 | 2 | 2 | 2.5 | Property Parcels | 1 |  | 1.5 | 1.045 | 0.050536 | Modelled Flow Data Used & Depth Available | 20.3286 | 14
3845 | 4122 | 918013 | 10090003 | 82593955 | DSCWD | Chatswood Branch Sewer TS9 | Gravity | Pipe | Buried | OP | CONC | None | 1960-01-01 |  |  | dwg | NI | Transmission | Legacy | 2 |  |  | 4 | 490 | ASBUILT | ASBUILT | ASBUILT | ASBUILT | CONS | 64451 | NA |  | 90.86 | ASBUILT | WSL |  | Te Kawerau a Maki,Ngāti Whātua,Ngāti Maru,Ngāti Whātua o Ōrākei,Ngāti Tamaoho,Te Patukirikiri,Ngāti Tamaterā,Ngāti Pāoa,Ngāi Tai ki Tāmaki,Ngāti Hako,Te Ākitai Waiohua | 3.17 | 3 |  |  |  | no | 5 | 1 | 3 | CCTV NOT Available or Over 30 Years Old & Soil Type Available | 2.814 | 3 | 2 | 2 | 2.5 | Property Parcels | 1 | Significant Ecological Area - SEA_T_8169 | 1.5 | 1.045 | 0.052067 | Modelled Flow Data Used & Depth Available | 90.8632 | 14
3064 | 3325 | 903832 | 10088401 | 196014 | DSNRO | Northboro Branch Sewer TS2 | Gravity | Pipe | Buried | OP | CONC | None | 1967-01-01 |  |  | dwg | NI | Transmission | Legacy | 2 |  |  | 4 | 570 | [5 empty] | 65155 | NA |  | 34.94 |  | WSL |  | Te Kawerau a Maki,Ngāti Whātua,Ngāti Maru,Ngāti Whātua o Ōrākei,Ngāti Tamaoho,Te Patukirikiri,Ngāti Whanaunga,Ngāti Tamaterā,Ngāti Pāoa,Ngāi Tai ki Tāmaki,Ngāti Hako,Te Ākitai Waiohua | 1.71 | 2 |  |  |  | no | 1 | 1 | 2 | CCTV NOT Available or Over 30 Years Old & Soil Type Available | 2.8139 | 3 | 2 | 2 | 2.5 | Property Parcels | 1 |  | 1.5 | 1.045 | 0.052833 | Modelled Flow Data Used & Depth Available | 34.9436 | 8
4037 | 4316 | 928956 | 10089786 | 194083 | DSBMT | Belmont Branch Sewer TS2B | Gravity | Pipe | Buried | OP | CONC | None | 1972-01-01 |  |  | dwg | NI | Transmission | Legacy | 2 |  |  | 4 | 550 | [5 empty] | 64331 | NA |  | 62.66 |  | WSL |  | Te Kawerau a Maki,Ngāti Whātua,Ngāti Maru,Ngāti Whātua o Ōrākei,Ngāti Tamaoho,Te Patukirikiri,Ngāti Whanaunga,Ngāti Tamaterā,Ngāti Pāoa,Ngāi Tai ki Tāmaki,Ngāti Hako,Te Ākitai Waiohua | 3 | 3 | 3 | 2016 | te puna wai | no | 3 | 1 | 2 | CCTV Available (0-10 Years Old) & Soil Type Available | 2.8137 | 3 | 1 | 2 | 2.5 | Property Parcels | 1 |  | 1.5 | 1.045 | 0.0045942 | Modelled Flow Data Used & Depth Available | 62.662 | 14
3159 | 3423 | 916886 | 10089785 | 194379 | DSBMT | Belmont Branch Sewer TS2B | Gravity | Pipe | Buried | OP | CONC | None | 1957-01-01 |  |  | dwg | NI | Transmission | Legacy | 2 |  |  | 4 | 550 | [5 empty] | 64330 | NA |  | 65.53 |  | WSL |  | Te Kawerau a Maki,Ngāti Whātua,Ngāti Maru,Ngāti Whātua o Ōrākei,Ngāti Tamaoho,Te Patukirikiri,Ngāti Whanaunga,Ngāti Tamaterā,Ngāti Pāoa,Ngāi Tai ki Tāmaki,Ngāti Hako,Te Ākitai Waiohua | 2.24 | 2 | 2 | 2016 | te puna wai | no | 1 | 1 | 3 | CCTV Available (0-10 Years Old) & Soil Type Available | 2.8137 | 3 | 1 | 2 | 2.5 | Property Parcels | 1 |  | 1.5 | 1.045 | 0.0045942 | Modelled Flow Data Used & Depth Available | 65.5345 | 8
4181 | 4465 | 928955 | 10089784 | 193837 | DSBMT | Belmont Branch Sewer TS2B | Gravity | Pipe | Buried | OP | CONC | None | 1957-01-01 |  |  | dwg | NI | Transmission | Legacy | 2 |  |  | 4 | 550 | [5 empty] | 64329 | NA |  | 57.91 |  | WSL |  | Te Kawerau a Maki,Ngāti Whātua,Ngāti Maru,Ngāti Whātua o Ōrākei,Ngāti Tamaoho,Te Patukirikiri,Ngāti Whanaunga,Ngāti Tamaterā,Ngāti Pāoa,Ngāi Tai ki Tāmaki,Ngāti Hako,Te Ākitai Waiohua | 3 | 3 | 3 | 2016 | te puna wai | no | 1 | 1 | 3 | CCTV Available (0-10 Years Old) & Soil Type Available | 2.8137 | 3 | 1 | 2 | 2.5 | Property Parcels | 1 |  | 1.5 | 1.045 | 0.0045942 | Modelled Flow Data Used & Depth Available | 57.9096 | 14
3442 | 3715 | 938308 | 10089319 | 194118 | DSBAV | Bayview Branch Sewer TS13 | Gravity | Pipe | Buried | OP | CONC | None | 1962-01-01 |  |  | dwg | NI | Transmission | Legacy | 2 |  |  | 4 | 570 | [5 empty] | 64076 | NA |  | 98.13 |  | WSL |  | Te Kawerau a Maki,Ngāti Whātua,Ngāti Maru,Ngāti Whātua o Ōrākei,Ngāti Tamaoho,Ngāti Manuhiri,Ngāti Whanaunga,Ngāti Tamaterā,Ngāti Pāoa,Ngāi Tai ki Tāmaki,Ngāti Hako,Te Ākitai Waiohua | 2.41 | 2 |  |  |  | no | 1 | 1 | 3 | CCTV NOT Available or Over 30 Years Old & Soil Type Available | 2.8136 | 3 | 2 | 2 | 2.5 | Property Parcels | 1 |  | 1.5 | 1.045 | 0.058193 | Modelled Flow Data Used & Depth Available | 98.1294 | 8
3066 | 3327 | 911765 | 10089320 | 193680 | DSBAV | Bayview Branch Sewer TS13 | Gravity | Pipe | Buried | OP | CONC | None | 1962-01-01 |  |  | dwg | NI | Transmission | Legacy | 2 |  |  | 4 | 570 | [5 empty] | 64077 | NA |  | 62.37 |  | WSL |  | Te Kawerau a Maki,Ngāti Whātua,Ngāti Maru,Ngāti Whātua o Ōrākei,Ngāti Tamaoho,Ngāti Manuhiri,Ngāti Whanaunga,Ngāti Tamaterā,Ngāti Pāoa,Ngāi Tai ki Tāmaki,Ngāti Hako,Te Ākitai Waiohua | 2.41 | 2 |  |  |  | no | 1 | 1 | 3 | CCTV NOT Available or Over 30 Years Old & Soil Type Available | 2.8136 | 3 | 2 | 2 | 2.5 | Property Parcels | 1 |  | 1.5 | 1.045 | 0.058193 | Modelled Flow Data Used & Depth Available | 62.3661 | 8
3541 | 3814 | 905753 | 10090299 | 194669 | DSGLF | Glenfield Branch Sewer TS4A | Gravity | Pipe | Buried | OP | CONC | None | 1961-01-01 |  |  | dwg | NI | Transmission | Legacy | 2 |  |  | 4 | 500 | [5 empty] | 64634 | NA |  | 5.4 |  | WSL |  | Te Kawerau a Maki,Ngāti Whātua,Ngāti Maru,Ngāti Whātua o Ōrākei,Ngāti Tamaoho,Ngāti Manuhiri,Te Patukirikiri,Ngāti Whanaunga,Ngāti Tamaterā,Ngāti Pāoa,Ngāi Tai ki Tāmaki,Ngāti Hako,Te Ākitai Waiohua | 2.67 | 3 | 2 | 2016 | te puna wai | no | 5 | 1 | 3 | CCTV Available (0-10 Years Old) & Soil Type Available | 2.8134 | 3 | 2 | 2 | 2.5 | Property Parcels | 1 |  | 1.5 | 1.045 | 0.061256 | Modelled Flow Data Used & Depth Available | 5.4032 | 14
3545 | 3818 | 908117 | 10087821 | 194748 | DSGNH | Greenhithe Branch Sewer TS22 | Gravity | Pipe | Buried | OP | CONC | None | 1991-01-01 |  |  | dwg | NI | Transmission | Legacy | 2 |  |  | 4 | 525 | [5 empty] | 64752 | NA |  | 85.96 |  | WSL |  | Te Kawerau a Maki,Ngāti Whātua,Ngāti Maru,Ngāti Whātua o Kaipara,Ngāti Whātua o Ōrākei,Ngāti Tamaoho,Ngāti Manuhiri,Ngāti Whanaunga,Ngāti Tamaterā,Ngāti Pāoa,Ngāi Tai ki Tāmaki,Ngāti Hako,Te Ākitai Waiohua | 3 | 3 | 3 | 2016 | te puna wai | no | 1 | 1 | 1 | CCTV Available (0-10 Years Old) & Soil Type Available | 2.8126 | 3 | 2 | 2 | 2.5 | Property Parcels | 1 |  | 1.5 | 1.045 | 0.072741 | Modelled Flow Data Used & Depth Available | 85.9558 | 14
3508 | 3781 | 934160 | 10087822 | 195125 | DSGNH | Greenhithe Branch Sewer TS22 | Gravity | Pipe | Buried | OP | CONC | None | 1994-01-01 |  |  | dwg | NI | Transmission | Legacy | 2 |  |  | 4 | 525 | [5 empty] | 64753 | NA |  | 77.82 |  | WSL |  | Te Kawerau a Maki,Ngāti Whātua,Ngāti Maru,Ngāti Whātua o Kaipara,Ngāti Whātua o Ōrākei,Ngāti Tamaoho,Ngāti Manuhiri,Ngāti Whanaunga,Ngāti Tamaterā,Ngāti Pāoa,Ngāi Tai ki Tāmaki,Ngāti Hako,Te Ākitai Waiohua | 3 | 3 | 3 | 2016 | te puna wai | no | 1 | 1 | 1 | CCTV Available (0-10 Years Old) & Soil Type Available | 2.8126 | 3 | 2 | 2 | 2.5 | Property Parcels | 1 |  | 1.5 | 1.045 | 0.072741 | Modelled Flow Data Used & Depth Available | 77.8159 | 14
4183 | 4467 | 934756 | 10087823 | 194903 | DSGNH | Greenhithe Branch Sewer TS22 | Gravity | Pipe | Buried | OP | CONC | None | 2000-04-15 |  |  | dwg | NI | Transmission | Legacy | 2 |  |  | 4 | 525 | [5 empty] | 64754 | NA |  | 72.62 |  | WSL |  | Te Kawerau a Maki,Ngāti Whātua,Ngāti Maru,Ngāti Whātua o Kaipara,Ngāti Whātua o Ōrākei,Ngāti Tamaoho,Ngāti Manuhiri,Ngāti Whanaunga,Ngāti Tamaterā,Ngāti Pāoa,Ngāi Tai ki Tāmaki,Ngāti Hako,Te Ākitai Waiohua | 3 | 3 | 3 | 2016 | te puna wai | no | 1 | 1 | 1 | CCTV Available (0-10 Years Old) & Soil Type Available | 2.8126 | 3 | 2 | 2 | 2.5 | Property Parcels | 1 |  | 1.5 | 1.045 | 0.072741 | Modelled Flow Data Used & Depth Available | 72.6171 | 14
3837 | 4114 | 917384 | 10087820 | 195274 | DSGNH | Greenhithe Branch Sewer TS22 | Gravity | Pipe | Buried | OP | CONC | None | 1991-01-01 |  |  | dwg | NI | Transmission | Legacy | 2 |  |  | 4 | 525 | [5 empty] | 64751 | NA |  | 37.21 |  | WSL |  | Te Kawerau a Maki,Ngāti Whātua,Ngāti Maru,Ngāti Whātua o Kaipara,Ngāti Whātua o Ōrākei,Ngāti Tamaoho,Ngāti Manuhiri,Ngāti Whanaunga,Ngāti Tamaterā,Ngāti Pāoa,Ngāi Tai ki Tāmaki,Ngāti Hako,Te Ākitai Waiohua | 3 | 3 | 3 | 2016 | te puna wai | no | 1 | 1 | 1 | CCTV Available (0-10 Years Old) & Soil Type Available | 2.8126 | 3 | 2 | 2 | 2.5 | Property Parcels | 1 |  | 1.5 | 1.045 | 0.072741 | Modelled Flow Data Used & Depth Available | 37.207 | 14
3391 | 3660 | 932289 | 10087818 | 195124 | DSGNH | Greenhithe Branch Sewer TS22 | Gravity | Pipe | Buried | OP | CONC | None | 1991-01-01 |  |  | dwg | NI | Transmission | Legacy | 2 |  |  | 4 | 525 | [5 empty] | 64749 | NA |  | 79.35 |  | WSL |  | Te Kawerau a Maki,Ngāti Whātua,Ngāti Maru,Ngāti Whātua o Kaipara,Ngāti Whātua o Ōrākei,Ngāti Tamaoho,Ngāti Manuhiri,Ngāti Whanaunga,Ngāti Tamaterā,Ngāti Pāoa,Ngāi Tai ki Tāmaki,Ngāti Hako,Te Ākitai Waiohua | 3 | 3 | 3 | 2016 | te puna wai | no | 1 | 1 | 1 | CCTV Available (0-10 Years Old) & Soil Type Available | 2.8125 | 3 | 2 | 2 | 2.5 | Property Parcels | 1 |  | 1.5 | 1.045 | 0.073507 | Modelled Flow Data Used & Depth Available | 79.3458 | 14
3780 | 4055 | 916341 | 10087824 | 195275 | DSGNH | Greenhithe Branch Sewer TS22 | Gravity | Pipe | Buried | OP | CONC | None | 2000-04-15 |  |  | dwg | NI | Transmission | Legacy | 2 |  |  | 4 | 525 | [5 empty] | 64755 | NA |  | 61.06 |  | WSL |  | Te Kawerau a Maki,Ngāti Whātua,Ngāti Maru,Ngāti Whātua o Kaipara,Ngāti Whātua o Ōrākei,Ngāti Tamaoho,Ngāti Manuhiri,Ngāti Whanaunga,Ngāti Tamaterā,Ngāti Pāoa,Ngāi Tai ki Tāmaki,Ngāti Hako,Te Ākitai Waiohua | 3 | 3 | 3 | 2016 | te puna wai | no | 1 | 1 | 1 | CCTV Available (0-10 Years Old) & Soil Type Available | 2.8125 | 3 | 2 | 2 | 2.5 | Property Parcels | 1 |  | 1.5 | 1.045 | 0.073507 | Modelled Flow Data Used & Depth Available | 61.0589 | 14
3630 | 3904 | 916342 | 10087825 | 194749 | DSGNH | Greenhithe Branch Sewer TS22 | Gravity | Pipe | Buried | OP | CONC | PVC | 2000-04-15 |  |  | dwg | NI | Transmission | Legacy | 2 |  |  | 4 | 525 | [5 empty] | 64762 | NA |  | 35.5 |  | WSL |  | Te Kawerau a Maki,Ngāti Whātua,Ngāti Maru,Ngāti Whātua o Kaipara,Ngāti Whātua o Ōrākei,Ngāti Tamaoho,Ngāti Manuhiri,Ngāti Whanaunga,Ngāti Tamaterā,Ngāti Pāoa,Ngāi Tai ki Tāmaki,Ngāti Hako,Te Ākitai Waiohua | 2 | 2 | 2 | 2016 | te puna wai | no | 1 | 1 | 1 | CCTV Available (0-10 Years Old) & Soil Type Available | 2.8125 | 3 | 2 | 2 | 2.5 | Property Parcels | 1 |  | 1.5 | 1.045 | 0.073507 | Modelled Flow Data Used & Depth Available | 35.504 | 8
4124 | 4406 | 931258 | 10089877 | 194547 | DSBYS | Bayswater Branch Sewer TS2A | Gravity | Pipe | Buried | OP | CONC | None | 1957-01-01 |  |  | dwg | NI | Transmission | Legacy | 2 |  |  | 4 | 525 | [5 empty] | 64377 | NA |  | 26.07 |  | WSL |  | Te Kawerau a Maki,Ngāti Whātua,Ngāti Maru,Ngāti Whātua o Ōrākei,Ngāti Tamaoho,Te Patukirikiri,Ngāti Whanaunga,Ngāti Tamaterā,Ngāti Pāoa,Ngāi Tai ki Tāmaki,Ngāti Hako,Te Ākitai Waiohua | 2.41 | 2 |  |  |  | no | 1 | 1 | 3 | CCTV NOT Available or Over 30 Years Old & Soil Type Available | 2.8125 | 3 | 1 | 2 | 2.5 | Property Parcels | 1 |  | 1.5 | 1.045 | 0.0061256 | Modelled Flow Data Used & Depth Available | 26.0699 | 8
3884 | 4161 | 918220 | 10088016 | 195337 | DSHLC | Hillcrest Branch Sewer TS15 | Gravity | Pipe | Buried | OP | CONC | None | 2002-09-16 |  |  | dwg | NI | Transmission | Legacy | 2 |  |  | 4 | 457 | [5 empty] | 64880 | NA |  | 16.9 |  | WSL |  | Te Kawerau a Maki,Ngāti Whātua,Ngāti Maru,Ngāti Whātua o Ōrākei,Ngāti Tamaoho,Ngāti Manuhiri,Te Patukirikiri,Ngāti Whanaunga,Ngāti Tamaterā,Ngāti Pāoa,Ngāi Tai ki Tāmaki,Ngāti Hako,Te Ākitai Waiohua | 3 | 3 | 3 | 2016 | te puna wai | yes | 1 | 3 | 1 | CCTV Available (0-10 Years Old) & Soil Type Available | 2.8119 | 3 | 1 | 2 | 2.5 | Property Parcels | 1 |  | 1.5 | 1.045 | 0.0068913 | Modelled Flow Data Used & Depth Available | 16.8979 | 14
1182 | 1251 | 28101 | 10009070 | 197222 | DSTSE | Tamaki South East Branch | Gravity | Pipe | Buried | OP | CONC | None | 2006-10-05 | 19.24 | 18.87 | 0.1s | TE | Transmission | DC07051 | 2 |  |  | 4 | 675 | [5 empty] | 78166 | NA |  | 141.34 |  | WSL |  | Waikato,Ngāti Maru,Ngāti Tamaoho,Ngāti Whanaunga,Ngāti Tamaterā,Ngāti Pāoa,Ngāi Tai ki Tāmaki,Ngāti Hako,Te Ākitai Waiohua | 1.21 | 1 |  |  |  | no | 1 | 3 | 1 | CCTV NOT Available or Over 30 Years Old & Soil Type Available | 2.8115 | 3 | 1 | 3 | 1 |  | 4 | NZ River Lines | 5 | 1.05 | 0.016415 | Modelled Flow Data Used & Depth Available | 141.3441 | 4
3527 | 3800 | 930988 | 10088845 | 197596 | DSTPF | Takapuna Foreshore Branch Sewer TS6B | Gravity | Pipe | Buried | OP | CONC | RIBLO | 1940-01-01 |  |  | dwg | NI | Transmission | Legacy | 2 |  |  | 4 | 550 | [5 empty] | 65421 | NA |  | 50.39 |  | WSL |  | Te Kawerau a Maki,Ngāti Whātua,Ngāti Maru,Ngāti Whātua o Ōrākei,Ngāti Tamaoho,Ngāti Manuhiri,Te Patukirikiri,Ngāti Whanaunga,Ngāti Tamaterā,Ngāti Pāoa,Ngāi Tai ki Tāmaki,Ngāti Hako,Te Ākitai Waiohua | 4 | 4 | 4 | 2015 | te puna wai | no | 5 | 1 | 1 | CCTV Available (0-10 Years Old) & Soil Type Available | 2.8112 | 3 | 1 | 2 | 2.5 | Property Parcels | 1 |  | 1.5 | 1.045 | 0.007657 | Modelled Flow Data Used & Depth Available | 50.3859 | 18
3422 | 3695 | 928880 | 10088844 | 197339 | DSTPF | Takapuna Foreshore Branch Sewer TS6B | Gravity | Pipe | Buried | OP | CONC | RIBLO | 1940-01-01 |  |  | dwg | NI | Transmission | Legacy | 2 |  |  | 4 | 550 | [5 empty] | 65420 | NA |  | 42.41 |  | WSL |  | Te Kawerau a Maki,Ngāti Whātua,Ngāti Maru,Ngāti Whātua o Ōrākei,Ngāti Tamaoho,Ngāti Manuhiri,Te Patukirikiri,Ngāti Whanaunga,Ngāti Tamaterā,Ngāti Pāoa,Ngāi Tai ki Tāmaki,Ngāti Hako,Te Ākitai Waiohua | 3 | 3 | 3 | 2015 | te puna wai | no | 5 | 1 | 1 | CCTV Available (0-10 Years Old) & Soil Type Available | 2.8112 | 3 | 1 | 2 | 2.5 | Property Parcels | 1 |  | 1.5 | 1.045 | 0.007657 | Modelled Flow Data Used & Depth Available | 42.4129 | 14
3222 | 3486 | 917719 | 10089464 | 193943 | DSBDW | Birkdale West Branch Sewer TS12 | Gravity | Pipe | Buried | OP | PE | None | 2005-08-01 | 9.81 | 8.47 | dwg | NI | Transmission | Legacy | 2 |  |  | 4 | 630 | [5 empty] | 64154 | NA |  | 26.14 |  | WSL |  | Te Kawerau a Maki,Ngāti Whātua,Ngāti Maru,Ngāti Whātua o Ōrākei,Ngāti Tamaoho,Ngāti Manuhiri,Ngāti Whanaunga,Ngāti Tamaterā,Ngāi Tai ki Tāmaki,Ngāti Hako,Te Ākitai Waiohua | 1.76 | 2 |  |  |  | no | 5 | 1 | 1 | CCTV NOT Available or Over 30 Years Old & Soil Type Available | 2.8105 | 3 | 1 | 3 | 1 |  | 4 | NZ River Lines | 5 | 1.05 | 0.017611 | Modelled Flow Data Used & Depth Available | 26.1364 | 8
4320 | 4607 | 2619103 | 10095130 | 197226 | DSTSE | Tamaki South East Branch | Gravity | Pipe | Bridged | OP | CLS | None | 2015-11-01 | 34.79 | 34.75 | 0.1s | TE | Transmission | T0000779 | 2 |  |  | 4 | 375 | [5 empty] | 78180 | NA |  | 20.09 |  | WSL |  | Waikato,Ngāti Maru,Ngāti Tamaoho,Ngāti Whanaunga,Ngāti Tamaterā,Ngāti Pāoa,Ngāi Tai ki Tāmaki,Ngāti Hako,Te Ākitai Waiohua | 1 | 1 |  |  |  | no | 1 | 1 | 1 | CCTV NOT Available or Over 30 Years Old & Soil Type Not Available | 2.81 | 3 | 1 | 5 | 1 |  | 4 | NZ River Lines | 5 | 1.175 | 0.2 | Diameter Used For Flow Approximation & Depth Available | 20.0938 | 4
3171 | 3435 | 918593 | 10089871 | 194270 | DSBYS | Bayswater Branch Sewer TS2A | Gravity | Pipe | Buried | OP | CONC | None | 1957-01-01 |  |  | dwg | NI | Transmission | Legacy | 2 |  |  | 4 | 525 | [5 empty] | 64371 | NA |  | 63.43 |  | WSL |  | Te Kawerau a Maki,Ngāti Whātua,Ngāti Maru,Ngāti Whātua o Ōrākei,Ngāti Tamaoho,Te Patukirikiri,Ngāti Whanaunga,Ngāti Tamaterā,Ngāti Pāoa,Ngāi Tai ki Tāmaki,Ngāti Hako,Te Ākitai Waiohua | 2.41 | 2 |  |  |  | no | 1 | 1 | 3 | CCTV NOT Available or Over 30 Years Old & Soil Type Available | 2.81 | 3 | 1 | 2 | 2.5 | Property Parcels | 1 |  | 1.5 | 1.045 | 0.0091884 | Modelled Flow Data Used & Depth Available | 63.4263 | 8
3576 | 3849 | 909108 | 10089870 | 194545 | DSBYS | Bayswater Branch Sewer TS2A | Gravity | Pipe | Buried | OP | CONC | None | 1957-01-01 |  |  | dwg | NI | Transmission | Legacy | 2 |  |  | 4 | 550 | [5 empty] | 64370 | NA |  | 62.87 |  | WSL |  | Te Kawerau a Maki,Ngāti Whātua,Ngāti Maru,Ngāti Whātua o Ōrākei,Ngāti Tamaoho,Te Patukirikiri,Ngāti Whanaunga,Ngāti Tamaterā,Ngāti Pāoa,Ngāi Tai ki Tāmaki,Ngāti Hako,Te Ākitai Waiohua | 2.41 | 2 |  |  |  | no | 1 | 1 | 3 | CCTV NOT Available or Over 30 Years Old & Soil Type Available | 2.81 | 3 | 1 | 2 | 2.5 | Property Parcels | 1 |  | 1.5 | 1.045 | 0.0091884 | Modelled Flow Data Used & Depth Available | 62.8673 | 8
3078 | 3339 | 910069 | 10089869 | 194030 | DSBYS | Bayswater Branch Sewer TS2A | Gravity | Pipe | Buried | OP | CONC | None | 1957-01-01 |  |  | dwg | NI | Transmission | Legacy | 2 |  |  | 4 | 550 | [5 empty] | 64369 | NA |  | 62.5 |  | WSL |  | Te Kawerau a Maki,Ngāti Whātua,Ngāti Maru,Ngāti Whātua o Ōrākei,Ngāti Tamaoho,Te Patukirikiri,Ngāti Whanaunga,Ngāti Tamaterā,Ngāti Pāoa,Ngāi Tai ki Tāmaki,Ngāti Hako,Te Ākitai Waiohua | 2.41 | 2 |  |  |  | no | 1 | 1 | 3 | CCTV NOT Available or Over 30 Years Old & Soil Type Available | 2.81 | 3 | 1 | 2 | 2.5 | Property Parcels | 1 |  | 1.5 | 1.045 | 0.0091884 | Modelled Flow Data Used & Depth Available | 62.5033 | 8
4096 | 4376 | 932084 | 10089866 | 194544 | DSBYS | Bayswater Branch Sewer TS2A | Gravity | Pipe | Buried | OP | CONC | None | 1957-01-01 |  |  | dwg | NI | Transmission | Legacy | 2 |  |  | 4 | 550 | [5 empty] | 64366 | NA |  | 48.8 |  | WSL |  | Te Kawerau a Maki,Ngāti Whātua,Ngāti Maru,Ngāti Whātua o Ōrākei,Ngāti Tamaoho,Te Patukirikiri,Ngāti Whanaunga,Ngāti Tamaterā,Ngāti Pāoa,Ngāi Tai ki Tāmaki,Ngāti Hako,Te Ākitai Waiohua | 2.41 | 2 |  |  |  | no | 1 | 1 | 3 | CCTV NOT Available or Over 30 Years Old & Soil Type Available | 2.81 | 3 | 1 | 2 | 2.5 | Property Parcels | 1 | Significant Ecological Area - SEA_T_3391 | 1.5 | 1.045 | 0.0091884 | Modelled Flow Data Used & Depth Available | 48.7974 | 8
4054 | 4333 | 932086 | 10089868 | 194394 | DSBYS | Bayswater Branch Sewer TS2A | Gravity | Pipe | Buried | OP | CONC | None | 1957-01-01 |  |  | dwg | NI | Transmission | Legacy | 2 |  |  | 4 | 550 | [5 empty] | 64368 | NA |  | 41.4 |  | WSL |  | Te Kawerau a Maki,Ngāti Whātua,Ngāti Maru,Ngāti Whātua o Ōrākei,Ngāti Tamaoho,Te Patukirikiri,Ngāti Whanaunga,Ngāti Tamaterā,Ngāti Pāoa,Ngāi Tai ki Tāmaki,Ngāti Hako,Te Ākitai Waiohua | 2.41 | 2 |  |  |  | no | 1 | 1 | 3 | CCTV NOT Available or Over 30 Years Old & Soil Type Available | 2.81 | 3 | 1 | 2 | 2.5 | Property Parcels | 1 |  | 1.5 | 1.045 | 0.0091884 | Modelled Flow Data Used & Depth Available | 41.4044 | 8
4045 | 4324 | 932085 | 10089867 | 194269 | DSBYS | Bayswater Branch Sewer TS2A | Gravity | Pipe | Buried | OP | CONC | None | 1957-01-01 |  |  | dwg | NI | Transmission | Legacy | 2 |  |  | 4 | 550 | [5 empty] | 64367 | NA |  | 9.19 |  | WSL |  | Te Kawerau a Maki,Ngāti Whātua,Ngāti Maru,Ngāti Whātua o Ōrākei,Ngāti Tamaoho,Te Patukirikiri,Ngāti Whanaunga,Ngāti Tamaterā,Ngāti Pāoa,Ngāi Tai ki Tāmaki,Ngāti Hako,Te Ākitai Waiohua | 2.41 | 2 |  |  |  | no | 1 | 1 | 3 | CCTV NOT Available or Over 30 Years Old & Soil Type Available | 2.81 | 3 | 1 | 2 | 2.5 | Property Parcels | 1 |  | 1.5 | 1.045 | 0.0091884 | Modelled Flow Data Used & Depth Available | 9.1923 | 8
3257 | 3521 | 928860 | 10088834 | 197734 | DSTPF | Takapuna Foreshore Branch Sewer TS6B | Gravity | Pipe | Buried | OP | CONC | RIBLO | 1940-01-01 |  |  | dwg | NI | Transmission | Legacy | 2 |  |  | 4 | 550 | [5 empty] | 65411 | NA |  | 53.66 |  | WSL |  | Te Kawerau a Maki,Ngāti Whātua,Ngāti Maru,Ngāti Whātua o Ōrākei,Ngāti Tamaoho,Ngāti Manuhiri,Te Patukirikiri,Ngāti Whanaunga,Ngāti Tamaterā,Ngāti Pāoa,Ngāi Tai ki Tāmaki,Ngāti Hako,Te Ākitai Waiohua | 3 | 3 | 3 | 2015 | te puna wai | no | 5 | 1 | 1 | CCTV Available (0-10 Years Old) & Soil Type Available | 2.8094 | 3 | 1 | 2 | 2.5 | Property Parcels | 1 |  | 1.5 | 1.045 | 0.0099541 | Modelled Flow Data Used & Depth Available | 53.6552 | 14
2997 | 3257 | 904420 | 10088837 | 197594 | DSTPF | Takapuna Foreshore Branch Sewer TS6B | Gravity | Pipe | Buried | OP | CONC | RIBLO | 1940-01-01 |  |  | dwg | NI | Transmission | Legacy | 2 |  |  | 4 | 550 | [5 empty] | 65413 | NA |  | 17.02 |  | WSL |  | Te Kawerau a Maki,Ngāti Whātua,Ngāti Maru,Ngāti Whātua o Ōrākei,Ngāti Tamaoho,Ngāti Manuhiri,Te Patukirikiri,Ngāti Whanaunga,Ngāti Tamaterā,Ngāti Pāoa,Ngāi Tai ki Tāmaki,Ngāti Hako,Te Ākitai Waiohua | 3 | 3 | 3 | 2015 | te puna wai | no | 5 | 1 | 1 | CCTV Available (0-10 Years Old) & Soil Type Available | 2.8094 | 3 | 1 | 2 | 2.5 | Property Parcels | 1 |  | 1.5 | 1.045 | 0.0099541 | Modelled Flow Data Used & Depth Available | 17.0222 | 14
3269 | 3534 | 928924 | 10088833 | 197593 | DSTPF | Takapuna Foreshore Branch Sewer TS6B | Gravity | Pipe | Buried | OP | CONC | RIBLO | 1940-01-01 |  |  | dwg | NI | Transmission | Legacy | 2 |  |  | 4 | 550 | [5 empty] | 65410 | NA |  | 16.97 |  | WSL |  | Te Kawerau a Maki,Ngāti Whātua,Ngāti Maru,Ngāti Whātua o Ōrākei,Ngāti Tamaoho,Ngāti Manuhiri,Te Patukirikiri,Ngāti Whanaunga,Ngāti Tamaterā,Ngāti Pāoa,Ngāi Tai ki Tāmaki,Ngāti Hako,Te Ākitai Waiohua | 3 | 3 | 3 | 2015 | te puna wai | no | 5 | 1 | 1 | CCTV Available (0-10 Years Old) & Soil Type Available | 2.8094 | 3 | 1 | 2 | 2.5 | Property Parcels | 1 |  | 1.5 | 1.045 | 0.0099541 | Modelled Flow Data Used & Depth Available | 16.9749 | 14
4258 | 4543 | 934495 | 10087892 | 194758 | DSGRC | Greenhithe Central Branch Sewer TS21B | Gravity | Pipe | Buried | OP | CLS | None | 2000-03-01 |  |  | dwg | NI | Transmission | Legacy | 2 |  |  | 4 | 470 | [5 empty] | 64813 | NA |  | 1 |  | WSL |  | Te Kawerau a Maki,Ngāti Whātua,Ngāti Maru,Ngāti Whātua o Kaipara,Ngāti Whātua o Ōrākei,Ngāti Tamaoho,Ngāti Manuhiri,Ngāti Whanaunga,Ngāti Tamaterā,Ngāi Tai ki Tāmaki,Ngāti Hako,Te Ākitai Waiohua | 1.97 | 2 |  |  | CCTV app | yes | 5 | 3 | 1 | CCTV NOT Available or Over 30 Years Old & Soil Type Available | 2.8094 | 3 | 1 | 2 | 2.5 | Property Parcels | 1 | Significant Ecological Area - SEA_T_8406 | 1.5 | 1.045 | 0.0099541 | Modelled Flow Data Used & Depth Available | 0.99703 | 8
3745 | 4020 | 916030 | 10087887 | 195283 | DSGRC | Greenhithe Central Branch Sewer TS21B | Gravity | Pipe | Buried | OP | CONC | None | 2000-03-01 |  |  | dwg | NI | Transmission | Legacy | 2 |  |  | 4 | 457 | [5 empty] | 64808 | NA |  | 56.28 |  | WSL |  | Te Kawerau a Maki,Ngāti Whātua,Ngāti Maru,Ngāti Whātua o Kaipara,Ngāti Whātua o Ōrākei,Ngāti Tamaoho,Ngāti Manuhiri,Ngāti Whanaunga,Ngāti Tamaterā,Ngāi Tai ki Tāmaki,Ngāti Hako,Te Ākitai Waiohua | 1.21 | 1 |  |  | CCTV app | yes | 1 | 3 | 1 | CCTV NOT Available or Over 30 Years Old & Soil Type Available | 2.8094 | 3 | 1 | 2 | 2.5 | Property Parcels | 1 |  | 1.5 | 1.045 | 0.0099541 | Modelled Flow Data Used & Depth Available | 56.2841 | 4
3816 | 4092 | 919181 | 10087932 | 195328 | DSHKI | Hauraki Branch Sewer TS3A | Gravity | Pipe | Buried | OP | CONC | None | 1957-01-01 |  |  | dwg | NI | Transmission | Legacy | 2 |  |  | 4 | 525 | [5 empty] | 64845 | NA |  | 37.73 |  | WSL |  | Te Kawerau a Maki,Ngāti Whātua,Ngāti Maru,Ngāti Whātua o Ōrākei,Ngāti Tamaoho,Ngāti Manuhiri,Te Patukirikiri,Ngāti Whanaunga,Ngāti Tamaterā,Ngāti Pāoa,Ngāi Tai ki Tāmaki,Ngāti Hako,Te Ākitai Waiohua | 2.24 | 2 | 2 | 2017 | te puna wai | no | 1 | 1 | 3 | CCTV Available (0-10 Years Old) & Soil Type Available | 2.8094 | 3 | 1 | 2 | 2.5 | Property Parcels | 1 |  | 1.5 | 1.045 | 0.0099541 | Modelled Flow Data Used & Depth Available | 37.7284 | 8
3605 | 3878 | 904805 | 10087889 | 195134 | DSGRC | Greenhithe Central Branch Sewer TS21B | Gravity | Pipe | Buried | OP | CONC | None | 2000-03-01 |  |  | dwg | NI | Transmission | Legacy | 2 |  |  | 4 | 457 | [5 empty] | 64810 | NA |  | 18.26 |  | WSL |  | Te Kawerau a Maki,Ngāti Whātua,Ngāti Maru,Ngāti Whātua o Kaipara,Ngāti Whātua o Ōrākei,Ngāti Tamaoho,Ngāti Manuhiri,Ngāti Whanaunga,Ngāti Tamaterā,Ngāi Tai ki Tāmaki,Ngāti Hako,Te Ākitai Waiohua | 1.21 | 1 |  |  | CCTV app | yes | 1 | 3 | 1 | CCTV NOT Available or Over 30 Years Old & Soil Type Available | 2.8094 | 3 | 1 | 2 | 2.5 | Property Parcels | 1 |  | 1.5 | 1.045 | 0.0099541 | Modelled Flow Data Used & Depth Available | 18.2579 | 4
4000 | 4278 | 919893 | 10087895 | 195285 | DSGRC | Greenhithe Central Branch Sewer TS21B | Gravity | Pipe | Buried | OP | CONC | None | 2000-02-01 |  |  | dwg | NI | Transmission | Legacy | 2 |  |  | 4 | 457 | [5 empty] | 64816 | NA |  | 63.01 |  | WSL |  | Te Kawerau a Maki,Ngāti Whātua,Ngāti Maru,Ngāti Whātua o Kaipara,Ngāti Whātua o Ōrākei,Ngāti Tamaoho,Ngāti Manuhiri,Ngāti Whanaunga,Ngāti Tamaterā,Ngāi Tai ki Tāmaki,Ngāti Hako,Te Ākitai Waiohua | 1 | 1 |  |  | CCTV app | yes | 1 | 1 | 1 | CCTV NOT Available or Over 30 Years Old & Soil Type Available | 2.8087 | 3 | 1 | 2 | 2.5 | Property Parcels | 1 |  | 1.5 | 1.045 | 0.01072 | Modelled Flow Data Used & Depth Available | 63.0061 | 4
3791 | 4066 | 916878 | 10087894 | 194913 | DSGRC | Greenhithe Central Branch Sewer TS21B | Gravity | Pipe | Buried | OP | CONC | None | 2000-02-01 |  |  | dwg | NI | Transmission | Legacy | 2 |  |  | 4 | 457 | [5 empty] | 64815 | NA |  | 40.86 |  | WSL |  | Te Kawerau a Maki,Ngāti Whātua,Ngāti Maru,Ngāti Whātua o Kaipara,Ngāti Whātua o Ōrākei,Ngāti Tamaoho,Ngāti Manuhiri,Ngāti Whanaunga,Ngāti Tamaterā,Ngāi Tai ki Tāmaki,Ngāti Hako,Te Ākitai Waiohua | 1 | 1 |  |  | CCTV app | yes | 1 | 1 | 1 | CCTV NOT Available or Over 30 Years Old & Soil Type Available | 2.8087 | 3 | 1 | 2 | 2.5 | Property Parcels | 1 |  | 1.5 | 1.045 | 0.01072 | Modelled Flow Data Used & Depth Available | 40.8631 | 4
130 | 136 | 15488 | 10007085 | 195867 | DSORM | Orakei Main Sewer | Gravity | Pipe | Buried | OP | BRICK | None | 1911-06-30 | 6.39 | 6.31 | dwg | OM | Transmission | Legacy | 1 |  |  | 4 | 1500 | [5 empty] | 76291 | NA |  | 120.79 |  | WSL |  | Te Kawerau a Maki,Ngāti Whātua,Ngāti Maru,Ngāti Whātua o Ōrākei,Ngāti Tamaoho,Ngāti Tamaterā,Ngāi Tai ki Tāmaki,Ngāti Hako,Te Ākitai Waiohua | 3.08 | 3 | 3 | 2013 | CCTV Footage Review Log South_Latest.xls | no | 1 | 1 | 4 | CCTV Available (10-20 Years Old) & Soil Type Available | 2.8086 | 3 | 4 | 5 | 1 |  | 1 | Aquifer - Western Springs Volcanic Aquifer | 5 | 0.895 | 0.13039 | Modelled Flow Data Used & Depth Available | 120.7886 | 14
4199 | 4483 | 934358 | 10087886 | 194911 | DSGRC | Greenhithe Central Branch Sewer TS21B | Gravity | Pipe | Buried | OP | CONC | None | 2000-03-01 |  |  | dwg | NI | Transmission | Legacy | 2 |  |  | 4 | 457 | [5 empty] | 64807 | NA |  | 34.22 |  | WSL |  | Te Kawerau a Maki,Ngāti Whātua,Ngāti Maru,Ngāti Whātua o Kaipara,Ngāti Whātua o Ōrākei,Ngāti Tamaoho,Ngāti Manuhiri,Ngāti Whanaunga,Ngāti Tamaterā,Ngāi Tai ki Tāmaki,Ngāti Hako,Te Ākitai Waiohua | 1.21 | 1 |  |  | CCTV app | yes | 1 | 3 | 1 | CCTV NOT Available or Over 30 Years Old & Soil Type Available | 2.8081 | 3 | 1 | 2 | 2.5 | Property Parcels | 1 |  | 1.5 | 1.045 | 0.011485 | Modelled Flow Data Used & Depth Available | 34.2217 | 4
294 | 306 | 15466 | 10008786 | 197695 | DSTIN | Tamaki East Interceptor | Gravity | Pipe | Buried | OP | CONC | None | 1973-06-30 | 10.56 | 9.42 | dwg | TE | Transmission | Legacy | 1 |  |  | 4 | 1500 | [5 empty] | 77963 | NA |  | 832.8 |  | WSL |  | Waikato,Te Kawerau a Maki,Ngāti Maru,Ngāti Whātua o Ōrākei,Ngāti Tamaoho,Ngāti Whanaunga,Ngāti Tamaterā,Ngāti Pāoa,Ngāi Tai ki Tāmaki,Ngāti Hako,Te Ākitai Waiohua | 2.29 | 2 |  |  |  | no | 3 | 3 | 2 | CCTV NOT Available or Over 30 Years Old & Soil Type Available | 2.8053 | 3 | 4 | 5 | 1 |  | 1 |  | 5 | 0.895 | 0.12839 | Modelled Flow Data Used & Depth Available | 832.7964 | 8
1950 | 2135 | 17577 | 10005560 | 194886 | DSFLD | Flat Bush Diversion | Rising | Pipe | Buried | OP | CLS | None | 2002-10-01 | 14.64 | 15.71 | dwg | TE | Transmission | Legacy | 2 |  |  | 4 | 225 | [5 empty] | 74997 | NA |  | 280.85 |  | WSL |  | Waikato,Ngāti Maru,Ngāti Tamaoho,Ngāti Whanaunga,Ngāti Tamaterā,Ngāti Pāoa,Ngāi Tai ki Tāmaki,Ngāti Hako,Te Ākitai Waiohua | 1.76 | 2 |  |  |  | no | 5 | 1 | 1 | CCTV NOT Available or Over 30 Years Old & Soil Type Available | 2.804 | 3 | 1 | 4 | 2.5 | Property Parcels | 1 |  | 1.5 | 1.17 | 0.2 | Diameter Used For Flow Approximation & Depth Available | 280.8457 | 8
1961 | 2146 | 16822 | 10008703 | 197683 | DSTEA | Te Atatu Branch | Rising | Pipe | Buried | OP | CONC | None | 1993-05-31 | -1.7 | 16.13 | dwg | WI | Transmission | Legacy | 2 |  |  | 4 | 200 | [5 empty] | 77875 | NA |  | 235.59 |  | WSL |  | Te Kawerau a Maki,Ngāti Whātua,Ngāti Whātua o Ōrākei,Ngāti Tamaoho,Ngāti Tamaterā,Te Ākitai Waiohua | 1.76 | 2 |  |  |  | no | 5 | 1 | 1 | CCTV NOT Available or Over 30 Years Old & Soil Type Available | 2.804 | 3 | 1 | 4 | 2.5 | Property Parcels, Building Outlines | 1 | Significant Ecological Area - SEA_T_4917 | 1.5 | 1.17 | 0.2 | Diameter Used For Flow Approximation & Depth Available | 235.5894 | 8
2539 | 2759 | 17763 | 10006981 | 195698 | DSONT | Onehunga Tradewaste | Rising | Pipe | Buried | OP | CONC | None | 1965-06-30 |  |  | dwg | WI | Transmission | Legacy | 2 |  |  | 4 | 300 | [5 empty] | 76193 | NA |  | 119.02 |  | WSL |  | Waikato,Te Kawerau a Maki,Ngāti Whātua,Ngāti Maru,Ngāti Whātua o Ōrākei,Ngāti Tamaoho,Ngāti Tamaterā,Ngāti Pāoa,Ngāi Tai ki Tāmaki,Ngāti Hako,Te Ākitai Waiohua | 2.67 | 3 |  |  |  | no | 5 | 3 | 2 | CCTV NOT Available or Over 30 Years Old & Soil Type Available | 2.804 | 3 | 1 | 4 | 2.5 | Property Parcels | 1 | Aquifer - Mt Wellington Volcanic Aquifer | 1.5 | 1.17 | 0.2 | Diameter Used For Flow Approximation & Depth Available | 119.0227 | 14
2136 | 2337 | 16435 | 10009653 | 197849 | DSWYN | Weymouth North Branch | Rising | Pipe | Buried | OP | AC | None | 1981-06-30 | 0.81 | 17.89 | dwg | SW | Transmission | Legacy | 2 |  |  | 4 | 225 | [5 empty] | 78698 | NA |  | 61.14 |  | WSL |  | Waikato,Ngāti Maru,Ngāti Tamaoho,Ngāti Tamaterā,Ngāi Tai ki Tāmaki,Ngāti Hako,Te Ākitai Waiohua | 2.58 | 3 | 2 | 1998 | te puna wai | no | 5 | 3 | 2 | CCTV Available (20-30 Years Old) & Soil Type Available | 2.804 | 3 | 1 | 4 | 2.5 | Building Outlines | 1 |  | 1.5 | 1.17 | 0.2 | Diameter Used For Flow Approximation & Depth Available | 61.1366 | 14
2696 | 2932 | 17753 | 10007419 | 195995 | DSOTW | Otahuhu West Branch | Rising | Pipe | Buried | OP | CONC | None | 1991-10-31 |  |  | dwg | EI | Transmission | Legacy | 2 |  |  | 4 | 225 | [5 empty] | 76567 | NA |  | 59.78 |  | WSL |  | Waikato,Te Kawerau a Maki,Ngāti Maru,Ngāti Whātua o Ōrākei,Ngāti Tamaoho,Ngāti Tamaterā,Ngāti Pāoa,Ngāi Tai ki Tāmaki,Ngāti Hako,Te Ākitai Waiohua | 1.76 | 2 |  |  |  | no | 5 | 1 | 1 | CCTV NOT Available or Over 30 Years Old & Soil Type Available | 2.804 | 3 | 1 | 4 | 2.5 | Property Parcels, Building Outlines | 1 |  | 1.5 | 1.17 | 0.2 | Diameter Used For Flow Approximation & Depth Available | 59.7792 | 8
720 | 754 | 17752 | 10007418 | 196352 | DSOTW | Otahuhu West Branch | Rising | Pipe | Buried | OP | CLS | None | 1994-07-30 |  | 6.24 | appr | EI | Transmission | Legacy | 2 |  |  | 4 | 225 | [5 empty] | 76566 | NA |  | 57.07 |  | WSL |  | Waikato,Te Kawerau a Maki,Ngāti Maru,Ngāti Whātua o Ōrākei,Ngāti Tamaoho,Ngāti Tamaterā,Ngāti Pāoa,Ngāi Tai ki Tāmaki,Ngāti Hako,Te Ākitai Waiohua | 2.46 | 2 |  |  |  | no | 5 | 1 | 2 | CCTV NOT Available or Over 30 Years Old & Soil Type Available | 2.804 | 3 | 1 | 4 | 2.5 | Property Parcels, Building Outlines | 1 |  | 1.5 | 1.17 | 0.2 | Diameter Used For Flow Approximation & Depth Available | 57.0722 | 8
1488 | 1591 | 17806 | 10008342 | 196826 | DSSP2 | Sylvia Park Rising Main 2 | Rising | Pipe | Buried | OP | CONC | None | 1956-06-30 |  |  | dwg | EI | Transmission | Legacy | 2 |  |  | 4 | 375 | [5 empty] | 77484 | NA |  | 44.89 |  | WSL |  | Waikato,Te Kawerau a Maki,Ngāti Whātua,Ngāti Maru,Ngāti Whātua o Ōrākei,Ngāti Tamaoho,Ngāti Whanaunga,Ngāti Tamaterā,Ngāti Pāoa,Ngāi Tai ki Tāmaki,Ngāti Hako,Te Ākitai Waiohua | 4 | 4 | 4 | 2024 | External Source/s | no | 5 | 1 | 3 |  | 2.804 | 3 | 1 | 4 | 2.5 | Property Parcels | 1 |  | 1.5 | 1.17 | 0.2 | Diameter Used For Flow Approximation & Depth Available | 44.8926 | 18
2692 | 2928 | 16014 | 10007417 | 196149 | DSOTW | Otahuhu West Branch | Rising | Pipe | Buried | OP | ABS | None | 1992-06-30 | 4.5 |  | dwg | EI | Transmission | Legacy | 2 |  |  | 4 | 200 | [5 empty] | 76579 | NA |  | 17.4 |  | WSL |  | Waikato,Te Kawerau a Maki,Ngāti Maru,Ngāti Whātua o Ōrākei,Ngāti Tamaoho,Ngāti Tamaterā,Ngāti Pāoa,Ngāi Tai ki Tāmaki,Ngāti Hako,Te Ākitai Waiohua | 1.76 | 2 |  |  |  | no | 5 | 1 | 1 | CCTV NOT Available or Over 30 Years Old & Soil Type Available | 2.804 | 3 | 1 | 4 | 2.5 | Property Parcels | 1 |  | 1.5 | 1.17 | 0.2 | Diameter Used For Flow Approximation & Depth Available | 17.402 | 8
4382 | 4676 | 2688935 | 10101053 | 196228 | DSONT | Onehunga Tradewaste | Rising | Pipe | Buried | OP | CONC | None | 1965-06-30 |  |  | dwg | WI | Transmission | Legacy | 2 |  |  | 4 | 300 | [5 empty] | 76189 | NA |  | 11.16 |  | WSL |  | Waikato,Te Kawerau a Maki,Ngāti Whātua,Ngāti Maru,Ngāti Whātua o Ōrākei,Ngāti Tamaoho,Ngāti Tamaterā,Ngāti Pāoa,Ngāi Tai ki Tāmaki,Ngāti Hako,Te Ākitai Waiohua | 2.67 | 3 |  |  |  | no | 5 | 3 | 2 | CCTV NOT Available or Over 30 Years Old & Soil Type Available | 2.804 | 3 | 1 | 4 | 2.5 | Property Parcels | 1 | Aquifer - Mt Wellington Volcanic Aquifer | 1.5 | 1.17 | 0.2 | Diameter Used For Flow Approximation & Depth Available | 11.1636 | 14
2854 | 3107 | 1670015 | 10082617 | 193010 | DPSPK | PS 38 Sylvia Park | Rising | Pipe | Buried | OP | PE | None | 2011-06-30 | 0 | 0 | dwg | EI | Transmission | Legacy | 2 |  |  | 4 | 391 | [5 empty] | 66155 | NA |  | 8.39 |  | WSL |  | Waikato,Te Kawerau a Maki,Ngāti Whātua,Ngāti Maru,Ngāti Whātua o Ōrākei,Ngāti Tamaoho,Ngāti Whanaunga,Ngāti Tamaterā,Ngāti Pāoa,Ngāi Tai ki Tāmaki,Ngāti Hako,Te Ākitai Waiohua | 1.76 | 2 |  |  |  | no | 5 | 1 | 1 | CCTV NOT Available or Over 30 Years Old & Soil Type Available | 2.804 | 3 | 1 | 4 | 2.5 | Property Parcels | 1 |  | 1.5 | 1.17 | 0.2 | Diameter Used For Flow Approximation & Depth Available | 8.3857 | 8
1326 | 1416 | 16651 | 10099268 | 196152 | DSOTW | Otahuhu West Branch | Rising | Pipe | Buried | OP | CONC | None | 1963-06-30 |  |  | dwg | EI | Transmission | Legacy | 2 |  |  | 4 | 225 | [5 empty] | 76576 | NA |  | 2.06 |  | WSL |  | Waikato,Te Kawerau a Maki,Ngāti Maru,Ngāti Whātua o Ōrākei,Ngāti Tamaoho,Ngāti Tamaterā,Ngāti Pāoa,Ngāi Tai ki Tāmaki,Ngāti Hako,Te Ākitai Waiohua | 3.17 | 3 |  |  |  | no | 5 | 1 | 3 | CCTV NOT Available or Over 30 Years Old & Soil Type Available | 2.804 | 3 | 1 | 4 | 2.5 | Property Parcels | 1 |  | 1.5 | 1.17 | 0.2 | Diameter Used For Flow Approximation & Depth Available | 2.0632 | 14
2855 | 3108 | 15851 | 10002629 | 193236 | DPSPK | PS 38 Sylvia Park | Rising | Pipe | Buried | OP | CLS | None | 1956-06-30 |  |  | dwg | EI | Transmission | Legacy | 2 |  |  | 4 | 391 | [5 empty] | 66155 | NA |  | 2.05 |  | WSL |  | Waikato,Te Kawerau a Maki,Ngāti Whātua,Ngāti Maru,Ngāti Whātua o Ōrākei,Ngāti Tamaoho,Ngāti Whanaunga,Ngāti Tamaterā,Ngāti Pāoa,Ngāi Tai ki Tāmaki,Ngāti Hako,Te Ākitai Waiohua | 4.58 | 5 |  |  |  | no | 5 | 1 | 5 | CCTV NOT Available or Over 30 Years Old & Soil Type Available | 2.804 | 3 | 1 | 4 | 2.5 | Property Parcels | 1 |  | 1.5 | 1.17 | 0.2 | Diameter Used For Flow Approximation & Depth Available | 2.0519 | 22
871 | 916 | 17754 | 10007420 | 196492 | DSOTW | Otahuhu West Branch | Rising | Pipe | Buried | OP | CLS | None | 1991-10-31 |  |  | dwg | EI | Transmission | Legacy | 2 |  |  | 4 | 225 | [5 empty] | 76568 | NA |  | 1.45 |  | WSL |  | Waikato,Te Kawerau a Maki,Ngāti Maru,Ngāti Whātua o Ōrākei,Ngāti Tamaoho,Ngāti Tamaterā,Ngāti Pāoa,Ngāi Tai ki Tāmaki,Ngāti Hako,Te Ākitai Waiohua | 2.46 | 2 |  |  |  | no | 5 | 1 | 2 | CCTV NOT Available or Over 30 Years Old & Soil Type Available | 2.804 | 3 | 1 | 4 | 2.5 | Property Parcels | 1 |  | 1.5 | 1.17 | 0.2 | Diameter Used For Flow Approximation & Depth Available | 1.4454 | 8
1486 | 1589 | 17804 | 10008341 | 197150 | DSSP2 | Sylvia Park Rising Main 2 | Rising | Pipe | Buried | OP | CLS | None | 1956-06-30 |  |  | dwg | EI | Transmission | Legacy | 2 |  |  | 4 | 390 | [5 empty] | 77483 | NA |  | 1.06 |  | WSL |  | Waikato,Te Kawerau a Maki,Ngāti Whātua,Ngāti Maru,Ngāti Whātua o Ōrākei,Ngāti Tamaoho,Ngāti Whanaunga,Ngāti Tamaterā,Ngāti Pāoa,Ngāi Tai ki Tāmaki,Ngāti Hako,Te Ākitai Waiohua | 5 | 5 | 5 | 2024 | External Source/s | no | 5 | 1 | 5 |  | 2.804 | 3 | 1 | 4 | 2.5 | Property Parcels | 1 |  | 1.5 | 1.17 | 0.2 | Diameter Used For Flow Approximation & Depth Available | 1.059 | 22
2999 | 3260 | 2569230 | 10089109 | 193056 | DPCBY | Castor Bay Pump Station | Rising | Pipe | Buried | OP | CLS | None | 1962-01-01 |  |  | dwg | NI | Transmission | Legacy | 2 |  |  | 4 | 225 |  |  |  |  | CONS | 63075 | NA |  | 1.03 |  | WSL |  | Te Kawerau a Maki,Ngāti Whātua,Ngāti Maru,Ngāti Whātua o Ōrākei,Ngāti Tamaoho,Ngāti Manuhiri,Te Patukirikiri,Ngāti Whanaunga,Ngāti Tamaterā,Ngāti Pāoa,Ngāi Tai ki Tāmaki,Ngāti Hako,Te Ākitai Waiohua | 4.58 | 5 |  |  |  | no | 5 | 1 | 5 | CCTV NOT Available or Over 30 Years Old & Soil Type Available | 2.804 | 3 | 1 | 4 | 2.5 | Building Outlines | 1 |  | 1.5 | 1.17 | 0.2 | Diameter Used For Flow Approximation & Depth Available | 1.034 | 22
877 | 923 | 17766 | 10006980 | 196226 | DSONT | Onehunga Tradewaste | Rising | Pipe | Buried | OP | CLS | None | 1965-06-30 |  |  | dwg | WI | Transmission | Legacy | 2 |  |  | 4 | 310 | [5 empty] | 76192 | NA |  | 0.89 |  | WSL |  | Waikato,Te Kawerau a Maki,Ngāti Whātua,Ngāti Maru,Ngāti Whātua o Ōrākei,Ngāti Tamaoho,Ngāti Tamaterā,Ngāti Pāoa,Ngāi Tai ki Tāmaki,Ngāti Hako,Te Ākitai Waiohua | 4.79 | 5 |  |  |  | no | 5 | 3 | 5 | CCTV NOT Available or Over 30 Years Old & Soil Type Available | 2.804 | 3 | 1 | 4 | 2.5 | Property Parcels | 1 | Aquifer - Mt Wellington Volcanic Aquifer | 1.5 | 1.17 | 0.2 | Diameter Used For Flow Approximation & Depth Available | 0.89005 | 22
1489 | 1592 | 17807 | 10008343 | 197549 | DSSP2 | Sylvia Park Rising Main 2 | Rising | Pipe | Buried | OP | CLS | None | 1956-06-30 |  |  | dwg | EI | Transmission | Legacy | 2 |  |  | 4 | 390 | [5 empty] | 77485 | NA |  | 0.79 |  | WSL |  | Waikato,Te Kawerau a Maki,Ngāti Whātua,Ngāti Maru,Ngāti Whātua o Ōrākei,Ngāti Tamaoho,Ngāti Whanaunga,Ngāti Tamaterā,Ngāti Pāoa,Ngāi Tai ki Tāmaki,Ngāti Hako,Te Ākitai Waiohua | 5 | 5 | 5 | 2024 | External Source/s | no | 5 | 1 | 5 |  | 2.804 | 3 | 1 | 4 | 2.5 | Property Parcels | 1 |  | 1.5 | 1.17 | 0.2 | Diameter Used For Flow Approximation & Depth Available | 0.79231 | 22
3014 | 3275 | 2569231 | 10089108 | 192896 | DPCBY | Castor Bay Pump Station | Rising | Pipe | Buried | OP | CLS | None | 1962-01-01 |  |  | dwg | NI | Transmission | Legacy | 2 |  |  | 4 | 225 |  |  |  |  | CONS | 63074 | NA |  | 0.74 |  | WSL |  | Te Kawerau a Maki,Ngāti Whātua,Ngāti Maru,Ngāti Whātua o Ōrākei,Ngāti Tamaoho,Ngāti Manuhiri,Te Patukirikiri,Ngāti Whanaunga,Ngāti Tamaterā,Ngāti Pāoa,Ngāi Tai ki Tāmaki,Ngāti Hako,Te Ākitai Waiohua | 4.58 | 5 |  |  |  | no | 5 | 1 | 5 | CCTV NOT Available or Over 30 Years Old & Soil Type Available | 2.804 | 3 | 1 | 4 | 2.5 | Building Outlines | 1 |  | 1.5 | 1.17 | 0.2 | Diameter Used For Flow Approximation & Depth Available | 0.7419 | 22
876 | 921 | 17762 | 10007428 | 196494 | DSOTW | Otahuhu West Branch | Rising | Pipe | In Chamber | OP | CLS | None | 1963-06-30 |  |  | dwg | EI | Transmission | Legacy | 2 |  |  | 4 | 225 | [5 empty] | 76577 | NA |  | 0.48 |  | WSL |  | Waikato,Te Kawerau a Maki,Ngāti Maru,Ngāti Whātua o Ōrākei,Ngāti Tamaoho,Ngāti Tamaterā,Ngāti Pāoa,Ngāi Tai ki Tāmaki,Ngāti Hako,Te Ākitai Waiohua | 4.58 | 5 |  |  |  | no | 5 | 1 | 5 | CCTV NOT Available or Over 30 Years Old & Soil Type Available | 2.804 | 3 | 1 | 4 | 2.5 | Property Parcels | 1 |  | 1.5 | 1.17 | 0.2 | Diameter Used For Flow Approximation & Depth Available | 0.48333 | 22
4271 | 4556 | 958328 | 10088167 | 195083 | DSLGB | Long Bay Branch Sewer TS31 | Rising | Pipe | Buried | OP | PE | None | 2012-11-05 |  | 42.33 | 0.1s | NI | Transmission | R0004454 | 2 |  |  | 4 | 315 | [5 empty] | 64999 | NA |  | 616.11 |  | WSL |  | Te Kawerau a Maki,Ngāti Whātua,Ngāti Maru,Ngāti Whātua o Ōrākei,Ngāti Tamaoho,Ngāti Manuhiri,Te Patukirikiri,Ngāti Whanaunga,Ngāti Tamaterā,Ngāti Pāoa,Ngāi Tai ki Tāmaki,Ngāti Hako,Te Ākitai Waiohua | 1.59 | 2 |  |  |  | no | 3 | 3 | 1 | CCTV NOT Available or Over 30 Years Old & Soil Type Not Available | 2.804 | 3 | 1 | 4 | 2.5 | Property Parcels | 1 |  | 1.5 | 1.17 | 0.2 | Diameter Used For Flow Approximation & Depth Available | 616.107 | 8
3572 | 3845 | 958329 | 10088168 | 195763 | DSLGB | Long Bay Branch Sewer TS31 | Rising | Pipe | Buried | OP | PE | None | 2012-11-05 |  | 42.33 | 0.1s | NI | Transmission | R0004454 | 2 |  |  | 4 | 315 | [5 empty] | 64998 | NA |  | 615.31 |  | WSL |  | Te Kawerau a Maki,Ngāti Whātua,Ngāti Maru,Ngāti Whātua o Ōrākei,Ngāti Tamaoho,Ngāti Manuhiri,Te Patukirikiri,Ngāti Whanaunga,Ngāti Tamaterā,Ngāti Pāoa,Ngāi Tai ki Tāmaki,Ngāti Hako,Te Ākitai Waiohua | 1.59 | 2 |  |  |  | no | 3 | 3 | 1 | CCTV NOT Available or Over 30 Years Old & Soil Type Not Available | 2.804 | 3 | 1 | 4 | 2.5 | Property Parcels | 1 |  | 1.5 | 1.17 | 0.2 | Diameter Used For Flow Approximation & Depth Available | 615.305 | 8
2541 | 2763 | 14978 | 10006977 | 195697 | DSONT | Onehunga Tradewaste | Rising | Pipe | Buried | OP | CONC | None | 1965-06-30 |  | 6.64 | dwg | WI | Transmission | Legacy | 2 |  |  | 4 | 300 | [5 empty] | 76187 | NA |  | 477.13 |  | WSL |  | Waikato,Te Kawerau a Maki,Ngāti Whātua,Ngāti Maru,Ngāti Whātua o Ōrākei,Ngāti Tamaoho,Ngāti Tamaterā,Ngāti Pāoa,Ngāi Tai ki Tāmaki,Ngāti Hako,Te Ākitai Waiohua | 2.17 | 2 | 2 | 2016 | te puna wai | no | 3 | 3 | 2 | CCTV Available (0-10 Years Old) & Soil Type Available | 2.804 | 3 | 1 | 4 | 2.5 | Property Parcels | 1 | Aquifer - Mt Wellington Volcanic Aquifer | 1.5 | 1.17 | 0.2 | Diameter Used For Flow Approximation & Depth Available | 477.1258 | 8
880 | 926 | 17068 | 10007767 | 196779 | DSPPR | Pikes Point Rising Main | Rising | Pipe | Buried | OP | AC | None | 1977-06-30 | -1.65 | 0 | appr | WI | Transmission | Legacy | 2 |  |  | 4 | 200 | ASBUILT | ASBUILT | ASBUILT | ASBUILT | CONS | 77053 | NA |  | 211.57 | ASBUILT | WSL |  | Waikato,Te Kawerau a Maki,Ngāti Whātua,Ngāti Maru,Ngāti Whātua o Ōrākei,Ngāti Tamaoho,Ngāti Tamaterā,Ngāti Pāoa,Ngāi Tai ki Tāmaki,Ngāti Hako,Te Ākitai Waiohua | 3.21 | 3 |  |  |  | no | 3 | 5 | 3 | CCTV NOT Available or Over 30 Years Old & Soil Type Available | 2.804 | 3 | 1 | 4 | 2.5 | Property Parcels | 1 | Aquifer - Mt Wellington Volcanic Aquifer | 1.5 | 1.17 | 0.2 | Diameter Used For Flow Approximation & Depth Available | 211.569 | 14
2540 | 2760 | 17765 | 10006979 | 195847 | DSONT | Onehunga Tradewaste | Rising | Pipe | Buried | OP | CONC | None | 1965-06-30 |  |  | dwg | WI | Transmission | Legacy | 2 |  |  | 4 | 300 | [5 empty] | 76191 | NA |  | 29.6 |  | WSL |  | Waikato,Te Kawerau a Maki,Ngāti Whātua,Ngāti Maru,Ngāti Whātua o Ōrākei,Ngāti Tamaoho,Ngāti Tamaterā,Ngāti Pāoa,Ngāi Tai ki Tāmaki,Ngāti Hako,Te Ākitai Waiohua | 2.17 | 2 | 2 | 2016 | te puna wai | no | 3 | 3 | 2 | CCTV Available (0-10 Years Old) & Soil Type Available | 2.804 | 3 | 1 | 4 | 2.5 | Property Parcels | 1 | Aquifer - Mt Wellington Volcanic Aquifer | 1.5 | 1.17 | 0.2 | Diameter Used For Flow Approximation & Depth Available | 29.6016 | 8
4381 | 4675 | 2688928 | 10100958 | 195848 | DSONT | Onehunga Tradewaste | Rising | Pipe | Buried | OP | CONC | None | 2017-02-20 | -0.65 |  | dwg | WI | Transmission | T0001046 | 2 |  |  | 4 | 318 | [5 empty] | 76195 | NA |  | 10.81 |  | WSL |  | Waikato,Te Kawerau a Maki,Ngāti Whātua,Ngāti Maru,Ngāti Whātua o Ōrākei,Ngāti Tamaoho,Ngāti Tamaterā,Ngāti Pāoa,Ngāi Tai ki Tāmaki,Ngāti Hako,Te Ākitai Waiohua | 1.59 | 2 |  |  |  | no | 3 | 3 | 1 | CCTV NOT Available or Over 30 Years Old & Soil Type Available | 2.804 | 3 | 1 | 4 | 2.5 | Property Parcels | 1 | Aquifer - Mt Wellington Volcanic Aquifer | 1.5 | 1.17 | 0.2 | Diameter Used For Flow Approximation & Depth Available | 10.8094 | 8
1908 | 2085 | 17869 | 10001317 | 193141 | DPMGB | PS 36 Mangere Bridge | Rising | Pipe | Buried | OP | CLS | None | 1964-06-30 | -0.88 |  | dwg | WI | Transmission | Legacy | 2 |  |  | 4 | 200 | [5 empty] | 71239 | NA |  | 7.62 |  | WSL |  | Waikato,Te Kawerau a Maki,Ngāti Maru,Ngāti Whātua o Ōrākei,Ngāti Tamaoho,Ngāti Tamaterā,Ngāi Tai ki Tāmaki,Ngāti Hako,Te Ākitai Waiohua | 4.41 | 4 |  |  |  | no | 3 | 3 | 5 | CCTV NOT Available or Over 30 Years Old & Soil Type Available | 2.804 | 3 | 1 | 4 | 2.5 | Property Parcels | 1 | Aquifer - Auckland Isthmus Volcanic Aquifer | 1.5 | 1.17 | 0.2 | Diameter Used For Flow Approximation & Depth Available | 7.6155 | 18
4380 | 4674 | 17061 | 10002559 | 193001 | DPSMT | PS 22 Mt Smart | Rising | Pipe | Buried | OP | CLS | None | 1993-11-01 | -0.65 |  | dwg | WI | Transmission | Legacy | 2 |  |  | 4 | 310 | [5 empty] | 73040 | NA |  | 4.41 |  | WSL |  | Waikato,Te Kawerau a Maki,Ngāti Whātua,Ngāti Maru,Ngāti Whātua o Ōrākei,Ngāti Tamaoho,Ngāti Tamaterā,Ngāti Pāoa,Ngāi Tai ki Tāmaki,Ngāti Hako,Te Ākitai Waiohua | 2.29 | 2 |  |  |  | no | 3 | 3 | 2 | CCTV NOT Available or Over 30 Years Old & Soil Type Available | 2.804 | 3 | 1 | 4 | 2.5 | Property Parcels | 1 | Aquifer - Mt Wellington Volcanic Aquifer | 1.5 | 1.17 | 0.2 | Diameter Used For Flow Approximation & Depth Available | 4.4105 | 8
4539 | 4842 | 4553691 | 10107839 | 160957 | DTPUK | Pukekohe Treatment Plant | Rising | Pipe | In Build | OP | MS | None | 2017-08-01 |  |  | dwg | SI | Transmission | T0001344 | 2 |  |  | 4 | 250 | [6 empty] | NA |  | 2.02 |  | WSL |  |  | 1.59 | 2 |  |  |  | no | 3 | 3 | 1 | CCTV NOT Available or Over 30 Years Old & Soil Type Not Available | 2.804 | 3 | 1 | 4 | 2.5 | Property Parcels | 1 |  | 1.5 | 1.17 | 0.2 | Diameter Used For Flow Approximation & Depth Available | 2.0242 | 8
4538 | 4841 | 4553690 | 10107840 | 161755 | DTPUK | Pukekohe Treatment Plant | Rising | Pipe | In Build | OP | MS | None | 2017-08-01 |  |  | dwg | SI | Transmission | T0001344 | 2 |  |  | 4 | 250 | [6 empty] | NA |  | 1.99 |  | WSL |  |  | 1.59 | 2 |  |  |  | no | 3 | 3 | 1 | CCTV NOT Available or Over 30 Years Old & Soil Type Not Available | 2.804 | 3 | 1 | 4 | 2.5 | Property Parcels | 1 |  | 1.5 | 1.17 | 0.2 | Diameter Used For Flow Approximation & Depth Available | 1.9939 | 8
4379 | 4673 | 2688927 | 10100959 | 196227 | DSONT | Onehunga Tradewaste | Rising | Pipe | Buried | OP | CONC | None | 2017-02-20 |  |  | dwg | WI | Transmission | T0001046 | 2 |  |  | 4 | 318 | [5 empty] | 76194 | NA |  | 1.54 |  | WSL |  | Waikato,Te Kawerau a Maki,Ngāti Whātua,Ngāti Maru,Ngāti Whātua o Ōrākei,Ngāti Tamaoho,Ngāti Tamaterā,Ngāti Pāoa,Ngāi Tai ki Tāmaki,Ngāti Hako,Te Ākitai Waiohua | 1.59 | 2 |  |  |  | no | 3 | 3 | 1 | CCTV NOT Available or Over 30 Years Old & Soil Type Available | 2.804 | 3 | 1 | 4 | 2.5 | Property Parcels | 1 | Aquifer - Mt Wellington Volcanic Aquifer | 1.5 | 1.17 | 0.2 | Diameter Used For Flow Approximation & Depth Available | 1.5448 | 8
4383 | 4678 | 2688937 | 10100960 | 195699 | DSONT | Onehunga Tradewaste | Rising | Pipe | Buried | OP | CONC | None | 2017-02-20 |  |  | dwg | WI | Transmission | T0001046 | 2 |  |  | 4 | 318 | [5 empty] | 76190 | NA |  | 1.03 |  | WSL |  | Waikato,Te Kawerau a Maki,Ngāti Whātua,Ngāti Maru,Ngāti Whātua o Ōrākei,Ngāti Tamaoho,Ngāti Tamaterā,Ngāti Pāoa,Ngāi Tai ki Tāmaki,Ngāti Hako,Te Ākitai Waiohua | 1.59 | 2 |  |  |  | no | 3 | 3 | 1 | CCTV NOT Available or Over 30 Years Old & Soil Type Available | 2.804 | 3 | 1 | 4 | 2.5 | Property Parcels | 1 | Aquifer - Mt Wellington Volcanic Aquifer | 1.5 | 1.17 | 0.2 | Diameter Used For Flow Approximation & Depth Available | 1.0313 | 8
1228 | 1310 | 16587 | 10009007 | 197327 | DSTIT | Titirangi Branch | Rising | Pipe | Buried | OP | CLS | None | 1988-06-30 |  |  | dwg | WI | Transmission | DU2007 | 2 |  |  | 4 | 390 | [5 empty] | 78099 | NA |  | 1082.33 |  | WSL |  | Waikato,Te Kawerau a Maki,Ngāti Whātua,Ngāti Whātua o Ōrākei,Ngāti Tamaoho,Ngāti Tamaterā,Te Ākitai Waiohua | 1.71 | 2 |  |  |  | no | 1 | 1 | 2 | CCTV NOT Available or Over 30 Years Old & Soil Type Available | 2.804 | 3 | 1 | 4 | 2.5 | Property Parcels, Safe Swim Beach | 1 | Significant Ecological Area - SEA_T_5539 | 1.5 | 1.17 | 0.2 | Diameter Used For Flow Approximation & Depth Available | 1082.3256 | 8
1914 | 2092 | 23912 | 10005153 | 193719 | DSBBH | Bucklands Beach Branch | Rising | Pipe | Buried | OP | PE | None | 2005-12-24 | 4.26 | 30.86 | 0.1s | HI | Transmission | DC05042 | 2 |  |  | 4 | 315 | [5 empty] | 74631 | NA |  | 501.86 |  | WSL |  | Waikato,Ngāti Maru,Ngāti Tamaoho,Te Patukirikiri,Ngāti Whanaunga,Ngāti Tamaterā,Ngāti Pāoa,Ngāi Tai ki Tāmaki,Ngāti Hako,Te Ākitai Waiohua | 1.21 | 1 |  |  |  | no | 1 | 3 | 1 | CCTV NOT Available or Over 30 Years Old & Soil Type Available | 2.804 | 3 | 1 | 4 | 2.5 | Property Parcels | 1 |  | 1.5 | 1.17 | 0.2 | Diameter Used For Flow Approximation & Depth Available | 501.8555 | 4
4310 | 4597 | 2623828 | 10095286 | 197650 | DSWEY | Weymouth Branch | Rising | Pipe | Buried | OP | PE | None | 2014-12-07 | 15.1 |  | dwg | SW | Transmission | T0000790 | 2 |  |  | 4 | 355 | [5 empty] | 78226 | NA |  | 473.39 |  | WSL |  | Waikato,Ngāti Maru,Ngāti Tamaoho,Ngāti Whanaunga,Ngāti Tamaterā,Ngāi Tai ki Tāmaki,Ngāti Hako,Te Ākitai Waiohua | 1 | 1 |  |  |  | no | 1 | 1 | 1 | CCTV NOT Available or Over 30 Years Old & Soil Type Available | 2.804 | 3 | 1 | 4 | 2.5 | Property Parcels | 1 |  | 1.5 | 1.17 | 0.2 | Diameter Used For Flow Approximation & Depth Available | 473.3921 | 4
912 | 962 | 16449 | 10007576 | 196605 | DSPKS | Pakuranga South Branch | Rising | Pipe | Buried | OP | AC | None | 1970-06-30 | -3.84 | 7.66 | dwg | HI | Transmission | Legacy | 2 |  |  | 4 | 300 | [5 empty] | 76944 | NA |  | 365.8 |  | WSL |  | Waikato,Ngāti Maru,Ngāti Tamaoho,Ngāti Whanaunga,Ngāti Tamaterā,Ngāti Pāoa,Ngāi Tai ki Tāmaki,Ngāti Hako,Te Ākitai Waiohua | 3.33 | 3 |  |  |  | no | 1 | 3 | 4 | CCTV NOT Available or Over 30 Years Old & Soil Type Available | 2.804 | 3 | 1 | 4 | 2.5 | Property Parcels | 1 |  | 1.5 | 1.17 | 0.2 | Diameter Used For Flow Approximation & Depth Available | 365.8018 | 14
1862 | 2037 | 14956 | 10008313 | 197145 | DSSP1 | Sylvia Park Rising Main 1 | Rising | Pipe | Buried | OP | CONC | None | 1956-06-30 |  |  | dwg | EI | Transmission | Legacy | 2 |  |  | 4 | 381 | [5 empty] | 77455 | NA |  | 284.22 |  | WSL |  | Waikato,Te Kawerau a Maki,Ngāti Whātua,Ngāti Maru,Ngāti Whātua o Ōrākei,Ngāti Tamaoho,Ngāti Whanaunga,Ngāti Tamaterā,Ngāti Pāoa,Ngāi Tai ki Tāmaki,Ngāti Hako,Te Ākitai Waiohua | 4 | 4 | 4 | 2024 | External Source/s | no | 1 | 1 | 3 |  | 2.804 | 3 | 1 | 4 | 2.5 | Property Parcels | 1 |  | 1.5 | 1.17 | 0.2 | Diameter Used For Flow Approximation & Depth Available | 284.2231 | 18
1864 | 2039 | 15009 | 10008336 | 196974 | DSSP2 | Sylvia Park Rising Main 2 | Rising | Pipe | Buried | OP | AC | None | 1984-06-30 |  |  | dwg | EI | Transmission | Legacy | 2 |  |  | 4 | 375 | [5 empty] | 77478 | NA |  | 274.96 |  | WSL |  | Waikato,Te Kawerau a Maki,Ngāti Whātua,Ngāti Maru,Ngāti Whātua o Ōrākei,Ngāti Tamaoho,Ngāti Whanaunga,Ngāti Tamaterā,Ngāti Pāoa,Ngāi Tai ki Tāmaki,Ngāti Hako,Te Ākitai Waiohua | 4 | 4 | 4 | 2024 | External Source/s | no | 1 | 1 | 2 |  | 2.804 | 3 | 1 | 4 | 2.5 | Property Parcels | 1 |  | 1.5 | 1.17 | 0.2 | Diameter Used For Flow Approximation & Depth Available | 274.9626 | 18
2744 | 2984 | 40474 | 10005192 | 194264 | DSBOT | Botany Branch | Rising | Pipe | Buried | OP | PE | None | 2009-10-01 |  | 14.6 | 0.1s | TE | Transmission | DC10023 | 2 |  |  | 4 | 355 | [5 empty] | 74666 | NA |  | 251.4 |  | WSL |  | Waikato,Ngāti Maru,Ngāti Tamaoho,Ngāti Whanaunga,Ngāti Tamaterā,Ngāti Pāoa,Ngāi Tai ki Tāmaki,Ngāti Hako,Te Ākitai Waiohua | 1.21 | 1 |  |  |  | no | 1 | 3 | 1 | CCTV NOT Available or Over 30 Years Old & Soil Type Available | 2.804 | 3 | 1 | 4 | 2.5 | Property Parcels | 1 |  | 1.5 | 1.17 | 0.2 | Diameter Used For Flow Approximation & Depth Available | 251.3999 | 4
2908 | 3164 | 2098734 | 10084187 | 196642 | DSPUH | Puhinui Branch | Rising | Pipe | Buried | OP | PE | None | 2013-09-02 |  |  | 0.1s | SI | Transmission | T0000575 | 2 |  |  | 4 | 355 | [5 empty] | 77093 | NA |  | 236.51 |  | WSL |  | Waikato,Te Kawerau a Maki,Ngāti Maru,Ngāti Tamaoho,Ngāti Tamaterā,Ngāi Tai ki Tāmaki,Ngāti Hako,Te Ākitai Waiohua | 1.21 | 1 |  |  |  | no | 1 | 3 | 1 | CCTV NOT Available or Over 30 Years Old & Soil Type Available | 2.804 | 3 | 1 | 4 | 2.5 | Property Parcels | 1 |  | 1.5 | 1.17 | 0.2 | Diameter Used For Flow Approximation & Depth Available | 236.5063 | 4
1075 | 1135 | 17048 | 10005514 | 194725 | DSFAE | Favona East Rising Main | Rising | Pipe | Buried | OP | PVC-U | None | 1980-06-30 | 8.32 | 7.92 | dwg | EI | Transmission | Legacy | 2 |  |  | 4 | 150 | [5 empty] | 74969 | NA |  | 209.24 |  | WSL |  | Waikato,Te Kawerau a Maki,Ngāti Maru,Ngāti Whātua o Ōrākei,Ngāti Tamaoho,Ngāti Tamaterā,Ngāi Tai ki Tāmaki,Ngāti Hako,Te Ākitai Waiohua | 1.92 | 2 |  |  |  | no | 1 | 3 | 2 | CCTV NOT Available or Over 30 Years Old & Soil Type Available | 2.804 | 3 | 1 | 4 | 2.5 | Property Parcels | 1 |  | 1.5 | 1.17 | 0.2 | Diameter Used For Flow Approximation & Depth Available | 209.2357 | 8
2572 | 2795 | 15625 | 10007622 | 196406 | DSPNM | Panmure Rising Main | Rising | Pipe | Buried | OP | AC | None | 1962-06-30 | -1.68 | 10.97 | dwg | EI | Transmission | Legacy | 2 |  |  | 4 | 150 | [5 empty] | 76960 | NA |  | 203.29 |  | WSL |  | Waikato,Te Kawerau a Maki,Ngāti Whātua,Ngāti Maru,Ngāti Whātua o Ōrākei,Ngāti Tamaoho,Ngāti Whanaunga,Ngāti Tamaterā,Ngāti Pāoa,Ngāi Tai ki Tāmaki,Ngāti Hako,Te Ākitai Waiohua | 3.82 | 4 |  |  |  | no | 1 | 1 | 5 | CCTV NOT Available or Over 30 Years Old & Soil Type Available | 2.804 | 3 | 1 | 4 | 2.5 | Property Parcels | 1 | Place Of Historic Heritage - Te Kōpua Kai a Hiku/Panmure Basin, including Mokoia pā site, terrace/midden, and middens R11_98, R11_1255, R11_1377, R11_1384, R11_1385, R11_2158 R11_2263, R11_22 | 1.5 | 1.17 | 0.2 | Diameter Used For Flow Approximation & Depth Available | 203.2857 | 18
3748 | 4023 | 918596 | 10087815 | 194901 | DSGNH | Greenhithe Branch Sewer TS22 | Siphon | Pipe | Buried | OP | CLS | None | 1993-01-01 |  |  | dwg | NI | Transmission | Legacy | 2 |  |  | 4 | 225 | [5 empty] | 64760 | NA |  | 182.07 |  | WSL |  | Te Kawerau a Maki,Ngāti Whātua,Ngāti Maru,Ngāti Whātua o Kaipara,Ngāti Whātua o Ōrākei,Ngāti Tamaoho,Ngāti Manuhiri,Te Patukirikiri,Ngāti Whanaunga,Ngāti Tamaterā,Ngāti Pāoa,Ngāi Tai ki Tāmaki,Ngāti Hako,Te Ākitai Waiohua | 1.71 | 2 |  |  |  | no | 1 | 1 | 2 | CCTV NOT Available or Over 30 Years Old & Soil Type Available | 2.804 | 3 | 1 | 4 | 2.5 | Property Parcels | 1 | Significant Ecological Area - SEA_T_8091A | 1.5 | 1.17 | 0.2 | Diameter Used For Flow Approximation & Depth Available | 182.0656 | 8
2137 | 2338 | 17322 | 10009654 | 197475 | DSWYN | Weymouth North Branch | Rising | Pipe | Buried | OP | PVC-U | None | 1998-07-10 |  |  | dwg | SW | Transmission | Legacy | 2 |  |  | 4 | 225 | [5 empty] | 78699 | NA |  | 175.07 |  | WSL |  | Waikato,Ngāti Maru,Ngāti Tamaoho,Ngāti Tamaterā,Ngāi Tai ki Tāmaki,Ngāti Hako,Te Ākitai Waiohua | 1.21 | 1 |  |  |  | no | 1 | 3 | 1 | CCTV NOT Available or Over 30 Years Old & Soil Type Available | 2.804 | 3 | 1 | 4 | 2.5 | Property Parcels, Building Outlines | 1 |  | 1.5 | 1.17 | 0.2 | Diameter Used For Flow Approximation & Depth Available | 175.0722 | 4
2783 | 3028 | 302860 | 10067982 | 197545 | DSSP1 | Sylvia Park Rising Main 1 | Rising | Pipe | Buried | OP | CONC | PE | 2012-01-31 | 6.91 | 12.98 | 0.1s | EI | Transmission | DC11060 | 2 |  |  | 4 | 381 | [5 empty] | 77449 | NA |  | 168.51 |  | WSL |  | Waikato,Te Kawerau a Maki,Ngāti Whātua,Ngāti Maru,Ngāti Whātua o Ōrākei,Ngāti Tamaoho,Ngāti Whanaunga,Ngāti Tamaterā,Ngāti Pāoa,Ngāi Tai ki Tāmaki,Ngāti Hako,Te Ākitai Waiohua | 4 | 4 | 4 | 2024 | External Source/s | no | 1 | 3 | 1 |  | 2.804 | 3 | 1 | 4 | 2.5 | Property Parcels | 1 |  | 1.5 | 1.17 | 0.2 | Diameter Used For Flow Approximation & Depth Available | 168.5095 | 18
4616 | 713998 | 5507672 | 0 | 81721969 | DSMSN | Massey North Branch | Rising | Pipe | Buried | OP | PP | None | 2020-05-22 |  |  | 0.1s | WI | Transmission | 2013013 | 2 |  |  |  | 335 | ASBUILT | ASBUILT | ASBUILT | ASBUILT | CONS | 75951 |  |  | 93.07 | ASBUILT | WSL |  | Te Kawerau a Maki,Ngāti Whātua,Ngāti Maru,Ngāti Whātua o Kaipara,Ngāti Whātua o Ōrākei,Ngāti Tamaoho,Ngāti Manuhiri,Ngāti Tamaterā,Ngāti Hako,Te Ākitai Waiohua | 1.21 | 1 |  |  |  | no | 1 | 3 | 1 | CCTV NOT Available or Over 30 Years Old & Soil Type Available | 2.804 | 3 | 1 | 4 | 2.5 | Property Parcels | 1 |  | 1.5 | 1.17 | 0.2 | Diameter Used For Flow Approximation & Depth Available | 93.068 | 4
2138 | 2339 | 17323 | 10099309 | 198022 | DSWYN | Weymouth North Branch | Rising | Pipe | Buried | OP | AC | None | 1981-06-30 |  |  | dwg | SW | Transmission | Legacy | 2 |  |  | 4 | 225 | [5 empty] | 78700 | NA |  | 84.76 |  | WSL |  | Waikato,Ngāti Maru,Ngāti Tamaoho,Ngāti Tamaterā,Ngāi Tai ki Tāmaki,Ngāti Hako,Te Ākitai Waiohua | 1.71 | 2 |  |  |  | no | 1 | 1 | 2 | CCTV NOT Available or Over 30 Years Old & Soil Type Available | 2.804 | 3 | 1 | 4 | 2.5 | Property Parcels | 1 |  | 1.5 | 1.17 | 0.2 | Diameter Used For Flow Approximation & Depth Available | 84.7577 | 8
3470 | 3743 | 933384 | 10087828 | 195276 | DSGNH | Greenhithe Branch Sewer TS22 | Siphon | Pipe | Buried | OP | PE | None | 2003-11-01 |  |  | dwg | NI | Transmission | Legacy | 2 |  |  | 4 | 250 | [5 empty] | 64766 | NA |  | 66.38 |  | WSL |  | Te Kawerau a Maki,Ngāti Whātua,Ngāti Maru,Ngāti Whātua o Kaipara,Ngāti Whātua o Ōrākei,Ngāti Tamaoho,Ngāti Manuhiri,Ngāti Whanaunga,Ngāti Tamaterā,Ngāti Pāoa,Ngāi Tai ki Tāmaki,Ngāti Hako,Te Ākitai Waiohua | 1 | 1 |  |  |  | no | 1 | 1 | 1 | CCTV NOT Available or Over 30 Years Old & Soil Type Available | 2.804 | 3 | 1 | 4 | 2.5 | Property Parcels | 1 |  | 1.5 | 1.17 | 0.2 | Diameter Used For Flow Approximation & Depth Available | 66.3762 | 4
1861 | 2036 | 14955 | 10008314 | 196971 | DSSP1 | Sylvia Park Rising Main 1 | Rising | Pipe | Buried | OP | CLS | None | 1984-06-30 |  |  | dwg | EI | Transmission | Legacy | 2 |  |  | 4 | 390 | [5 empty] | 77456 | NA |  | 66.29 |  | WSL |  | Waikato,Te Kawerau a Maki,Ngāti Whātua,Ngāti Maru,Ngāti Whātua o Ōrākei,Ngāti Tamaoho,Ngāti Whanaunga,Ngāti Tamaterā,Ngāti Pāoa,Ngāi Tai ki Tāmaki,Ngāti Hako,Te Ākitai Waiohua | 5 | 5 | 5 | 2024 | External Source/s | no | 1 | 1 | 3 |  | 2.804 | 3 | 1 | 4 | 2.5 | Property Parcels | 1 |  | 1.5 | 1.17 | 0.2 | Diameter Used For Flow Approximation & Depth Available | 66.2901 | 22
1484 | 1587 | 17802 | 10008338 | 196825 | DSSP2 | Sylvia Park Rising Main 2 | Rising | Pipe | Buried | OP | CONC | None | 1956-06-30 |  |  | dwg | EI | Transmission | Legacy | 2 |  |  | 4 | 375 | [5 empty] | 77480 | NA |  | 34.23 |  | WSL |  | Waikato,Te Kawerau a Maki,Ngāti Whātua,Ngāti Maru,Ngāti Whātua o Ōrākei,Ngāti Tamaoho,Ngāti Whanaunga,Ngāti Tamaterā,Ngāti Pāoa,Ngāi Tai ki Tāmaki,Ngāti Hako,Te Ākitai Waiohua | 4 | 4 | 4 | 2024 | External Source/s | no | 1 | 1 | 3 |  | 2.804 | 3 | 1 | 4 | 2.5 | Property Parcels | 1 |  | 1.5 | 1.17 | 0.2 | Diameter Used For Flow Approximation & Depth Available | 34.2344 | 18
1204 | 1275 | 14977 | 10001566 | 192970 | DPONT | PS 21 Onehunga | Rising | Pipe | Buried | OP | CLS | None | 1965-06-30 | 1.8 | 3.37 | 1.0g | WI | Transmission | GP06018 | 2 |  |  | 4 | 390 | [5 empty] | 71565 | NA |  | 33.76 |  | WSL |  | Waikato,Te Kawerau a Maki,Ngāti Whātua,Ngāti Maru,Ngāti Whātua o Ōrākei,Ngāti Tamaoho,Ngāti Tamaterā,Ngāti Pāoa,Ngāi Tai ki Tāmaki,Ngāti Hako,Te Ākitai Waiohua | 3.82 | 4 |  |  |  | no | 1 | 1 | 5 | CCTV NOT Available or Over 30 Years Old & Soil Type Available | 2.804 | 3 | 1 | 4 | 2.5 | Property Parcels | 1 | Aquifer - Onehunga Volcanic Aquifer | 1.5 | 1.17 | 0.2 | Diameter Used For Flow Approximation & Depth Available | 33.7557 | 18
1860 | 2035 | 15010 | 10008331 | 197546 | DSSP2 | Sylvia Park Rising Main 2 | Rising | Pipe | In Pipe | OP | CLS | None | 1984-06-30 |  |  | dwg | EI | Transmission | Legacy | 2 |  |  | 4 | 390 | [5 empty] | 77473 | NA |  | 31.25 |  | WSL |  | Waikato,Te Kawerau a Maki,Ngāti Whātua,Ngāti Maru,Ngāti Whātua o Ōrākei,Ngāti Tamaoho,Ngāti Whanaunga,Ngāti Tamaterā,Ngāti Pāoa,Ngāi Tai ki Tāmaki,Ngāti Hako,Te Ākitai Waiohua | 5 | 5 | 5 | 2024 | External Source/s | no | 1 | 3 | 3 |  | 2.804 | 3 | 1 | 4 | 2.5 | Property Parcels | 1 |  | 1.5 | 1.17 | 0.2 | Diameter Used For Flow Approximation & Depth Available | 31.2465 | 22
797 | 836 | 14958 | 10008337 | 197149 | DSSP2 | Sylvia Park Rising Main 2 | Rising | Pipe | Buried | OP | CLS | None | 1984-06-30 |  |  | dwg | EI | Transmission | Legacy | 2 |  |  | 4 | 390 | [5 empty] | 77479 | NA |  | 30.93 |  | WSL |  | Waikato,Te Kawerau a Maki,Ngāti Whātua,Ngāti Maru,Ngāti Whātua o Ōrākei,Ngāti Tamaoho,Ngāti Whanaunga,Ngāti Tamaterā,Ngāti Pāoa,Ngāi Tai ki Tāmaki,Ngāti Hako,Te Ākitai Waiohua | 5 | 5 | 5 | 2024 | External Source/s | no | 1 | 1 | 3 |  | 2.804 | 3 | 1 | 4 | 2.5 | Property Parcels | 1 |  | 1.5 | 1.17 | 0.2 | Diameter Used For Flow Approximation & Depth Available | 30.9265 | 22 | Confirm scope of existing project
2036 | 2231 | 17343 | 10099218 | 193190 | DPOSN | PS 58 Ormiston Road | Rising | Pipe | Buried | OP | CLS | None | 1998-06-30 |  |  | dwg | TE | Transmission | Legacy | 2 |  |  | 4 | 200 | [5 empty] | 71942 | NA |  | 25.99 |  | WSL |  | Waikato,Ngāti Maru,Ngāti Tamaoho,Ngāti Whanaunga,Ngāti Tamaterā,Ngāti Pāoa,Ngāi Tai ki Tāmaki,Ngāti Hako,Te Ākitai Waiohua | 1.92 | 2 |  |  |  | no | 1 | 3 | 2 | CCTV NOT Available or Over 30 Years Old & Soil Type Available | 2.804 | 3 | 1 | 4 | 2.5 | Property Parcels | 1 |  | 1.5 | 1.17 | 0.2 | Diameter Used For Flow Approximation & Depth Available | 25.9862 | 8
4491 | 4788 | 4565636 | 10108621 | 197860 | DPFAV | PS 35 Favona Road | Rising | Pipe | Buried | OP | AC | None | 1964-06-30 | -3.08 | 3.93 | dwg | EI | Transmission | Legacy | 2 |  |  | 4 | 250 | [5 empty] | 172523 | NA |  | 15.96 |  | WSL |  | Waikato,Te Kawerau a Maki,Ngāti Maru,Ngāti Whātua o Ōrākei,Ngāti Tamaoho,Ngāti Tamaterā,Ngāi Tai ki Tāmaki,Ngāti Hako,Te Ākitai Waiohua | 4.03 | 4 |  |  |  | no | 1 | 3 | 5 | CCTV NOT Available or Over 30 Years Old & Soil Type Available | 2.804 | 3 | 1 | 4 | 2.5 | Property Parcels | 1 |  | 1.5 | 1.17 | 0.2 | Diameter Used For Flow Approximation & Depth Available | 15.956 | 18
1662 | 1812 | 17921 | 10003225 | 193033 | DPWTF | PS 40 Westfield | Rising | Pipe | Buried | OP | CLS | None | 1999-06-30 |  |  | dwg | EI | Transmission | Legacy | 2 |  |  | 4 | 310 | [5 empty] | 73697 | NA |  | 11.42 |  | WSL |  | Waikato,Te Kawerau a Maki,Ngāti Whātua,Ngāti Maru,Ngāti Whātua o Ōrākei,Ngāti Tamaoho,Ngāti Tamaterā,Ngāti Pāoa,Ngāi Tai ki Tāmaki,Ngāti Hako,Te Ākitai Waiohua | 1 | 1 |  |  |  | no | 1 | 1 | 1 | CCTV NOT Available or Over 30 Years Old & Soil Type Available | 2.804 | 3 | 1 | 4 | 2.5 | Property Parcels | 1 |  | 1.5 | 1.17 | 0.2 | Diameter Used For Flow Approximation & Depth Available | 11.4173 | 4
4703 | 744633 | 5716111 | 0 | 82724137 | DPBRM | Bremner Wastewater Pump Station (PS90) | Rising | Pipe | In Build | OP | CLS | None | 2020-04-07 |  |  | 0.1s | SI | Transmission | 2012923.00 | 2 |  |  |  | 250 | ASBUILT | ASBUILT | ASBUILT | ASBUILT | CONS | 82721941 |  |  | 9.88 | ASBUILT | WSL |  | Waikato,Ngāti Maru,Ngāti Tamaoho,Ngāti Tamaterā,Ngāti Pāoa,Ngāi Tai ki Tāmaki,Ngāti Hako,Te Ākitai Waiohua | 1.21 | 1 |  |  |  | no | 1 | 3 | 1 | CCTV NOT Available or Over 30 Years Old & Soil Type Available | 2.804 | 3 | 1 | 4 | 2.5 | Property Parcels | 1 |  | 1.5 | 1.17 | 0.2 | Diameter Used For Flow Approximation & Depth Available | 9.8753 | 4
1407 | 1504 | 29861 | 10000827 | 193098 | DPHNG | PS 63 Hingaia | Rising | Pipe | In Chamber | OP | PE | None | 2007-05-21 | -0.32 |  | 0.1s | SI | Transmission | DC07046 | 2 |  |  | 4 | 355 | [5 empty] | 70770 | NA |  | 8.59 |  | WSL |  | Waikato,Ngāti Maru,Ngāti Tamaoho,Ngāti Tamaterā,Ngāti Pāoa,Ngāi Tai ki Tāmaki,Ngāti Hako,Te Ākitai Waiohua | 1.21 | 1 |  |  |  | no | 1 | 3 | 1 | CCTV NOT Available or Over 30 Years Old & Soil Type Available | 2.804 | 3 | 1 | 4 | 2.5 | Property Parcels | 1 |  | 1.5 | 1.17 | 0.2 | Diameter Used For Flow Approximation & Depth Available | 8.5872 | 4
4673 | 735937 | 5642383 | 0 | 82639631 | DSDRU | Drury Branch Sewer | Rising | Pipe | Buried | OP | PE | None | 2020-12-01 |  |  | 0.1s | SI | Transmission | 2013131 | 2 |  |  |  | 250 | ASBUILT | ASBUILT | ASBUILT | ASBUILT | CONS | 82593618 |  |  | 8.5 | ASBUILT | WSL |  | Waikato,Ngāti Maru,Ngāti Tamaoho,Ngāti Tamaterā,Ngāti Pāoa,Ngāi Tai ki Tāmaki,Ngāti Hako,Te Ākitai Waiohua | 1.21 | 1 |  |  |  | no | 1 | 3 | 1 | CCTV NOT Available or Over 30 Years Old & Soil Type Available | 2.804 | 3 | 1 | 4 | 2.5 | Property Parcels | 1 |  | 1.5 | 1.17 | 0.2 | Diameter Used For Flow Approximation & Depth Available | 8.5823 | 4
4617 | 714000 | 2593212 | 10087706 | 192964 | DPMSN | PS 69 Massey North | Rising | Pipe | Buried | OP | PE | None | 2014-07-07 |  |  | dwg | WI | Transmission | T0000661 | 2 |  |  | 4 | 355 | ASBUILT | ASBUILT | ASBUILT | ASBUILT | CONS | 71397 | NA |  | 6.89 | ASBUILT | WSL |  | Te Kawerau a Maki,Ngāti Whātua,Ngāti Maru,Ngāti Whātua o Kaipara,Ngāti Whātua o Ōrākei,Ngāti Tamaoho,Ngāti Manuhiri,Ngāti Tamaterā,Ngāti Hako,Te Ākitai Waiohua | 1.21 | 1 |  |  |  | no | 1 | 3 | 1 | CCTV NOT Available or Over 30 Years Old & Soil Type Available | 2.804 | 3 | 1 | 4 | 2.5 | Property Parcels | 1 |  | 1.5 | 1.17 | 0.2 | Diameter Used For Flow Approximation & Depth Available | 6.8901 | 4
4329 | 4616 | 2623827 | 10095285 | 197933 | DSWEY | Weymouth Branch | Rising | Pipe | Buried | OP | MS | None | 2014-12-07 |  |  | dwg | SW | Transmission | T0000790 | 2 |  |  | 4 | 250 | [5 empty] | 78227 | NA |  | 6.57 |  | WSL |  | Waikato,Ngāti Maru,Ngāti Tamaoho,Ngāti Whanaunga,Ngāti Tamaterā,Ngāi Tai ki Tāmaki,Ngāti Hako,Te Ākitai Waiohua | 1 | 1 |  |  |  | no | 1 | 1 | 1 | CCTV NOT Available or Over 30 Years Old & Soil Type Available | 2.804 | 3 | 1 | 4 | 2.5 | Property Parcels | 1 |  | 1.5 | 1.17 | 0.2 | Diameter Used For Flow Approximation & Depth Available | 6.5687 | 4
4701 | 744630 | 5716112 | 0 | 82750499 | DPBRM | Bremner Wastewater Pump Station (PS90) | Rising | Pipe | In Build | OP | CLS | None | 2020-04-07 |  |  | 0.1s | SI | Transmission | 2012923.00 | 2 |  |  |  | 250 | ASBUILT | ASBUILT | ASBUILT | ASBUILT | CONS | 82721942 |  |  | 4.74 | ASBUILT | WSL |  | Waikato,Ngāti Maru,Ngāti Tamaoho,Ngāti Tamaterā,Ngāti Pāoa,Ngāi Tai ki Tāmaki,Ngāti Hako,Te Ākitai Waiohua | 1.21 | 1 |  |  |  | no | 1 | 3 | 1 | CCTV NOT Available or Over 30 Years Old & Soil Type Available | 2.804 | 3 | 1 | 4 | 2.5 | Property Parcels | 1 |  | 1.5 | 1.17 | 0.2 | Diameter Used For Flow Approximation & Depth Available | 4.7361 | 4
1913 | 2091 | 23974 | 10000065 | 193049 | DPBBH | PS 33 Bucklands Beach | Rising | Pipe | Buried | OP | PE | None | 2005-12-24 | 4.24 | 4.26 | 0.1s | HI | Transmission | DC05042 | 2 |  |  | 4 | 315 | [5 empty] | 70146 | NA |  | 4.23 |  | WSL |  | Waikato,Ngāti Maru,Ngāti Tamaoho,Te Patukirikiri,Ngāti Whanaunga,Ngāti Tamaterā,Ngāti Pāoa,Ngāi Tai ki Tāmaki,Ngāti Hako,Te Ākitai Waiohua | 1.21 | 1 |  |  |  | no | 1 | 3 | 1 | CCTV NOT Available or Over 30 Years Old & Soil Type Available | 2.804 | 3 | 1 | 4 | 2.5 | Property Parcels | 1 |  | 1.5 | 1.17 | 0.2 | Diameter Used For Flow Approximation & Depth Available | 4.2305 | 4
1738 | 1895 | 17862 | 10000896 | 192930 | DPHOW | PS 30 Howick | Rising | Pipe | Buried | OP | CLS | None | 1964-06-30 | -5.13 |  | dwg | HI | Transmission | Legacy | 2 |  |  | 4 | 310 | [5 empty] | 65886 | NA |  | 3.75 |  | WSL |  | Waikato,Ngāti Maru,Ngāti Tamaoho,Te Patukirikiri,Ngāti Whanaunga,Ngāti Tamaterā,Ngāti Pāoa,Ngāi Tai ki Tāmaki,Ngāti Hako,Te Ākitai Waiohua | 3.82 | 4 |  |  |  | no | 1 | 1 | 5 | CCTV NOT Available or Over 30 Years Old & Soil Type Available | 2.804 | 3 | 1 | 4 | 2.5 | Property Parcels, Safe Swim Beach | 1 |  | 1.5 | 1.17 | 0.2 | Diameter Used For Flow Approximation & Depth Available | 3.7505 | 18
2906 | 3162 | 2098744 | 10084183 | 192993 | DPPUH | PS 45 Puhinui | Rising | Pipe | Buried | OP | ELS | None | 2013-09-02 |  |  | 0.1s | SI | Transmission | T0000575 | 2 |  |  | 4 | 300 | [5 empty] | 72666 | NA |  | 3.5 |  | WSL |  | Waikato,Te Kawerau a Maki,Ngāti Maru,Ngāti Tamaoho,Ngāti Tamaterā,Ngāi Tai ki Tāmaki,Ngāti Hako,Te Ākitai Waiohua | 1.21 | 1 |  |  |  | no | 1 | 3 | 1 | CCTV NOT Available or Over 30 Years Old & Soil Type Available | 2.804 | 3 | 1 | 4 | 2.5 | Property Parcels | 1 |  | 1.5 | 1.17 | 0.2 | Diameter Used For Flow Approximation & Depth Available | 3.4969 | 4
4493 | 4793 | 4568128 | 10108656 | 198033 | DPHIN | PS 28 Pakuranga | Rising | Pipe | Buried | OP | MS | None | 2017-04-01 |  |  | dwg | HI | Transmission | T0001386 | 2 |  |  | 4 | 150 | [5 empty] | 172264 | NA |  | 2.91 |  | WSL |  | Waikato,Ngāti Maru,Ngāti Tamaoho,Ngāti Whanaunga,Ngāti Tamaterā,Ngāti Pāoa,Ngāi Tai ki Tāmaki,Ngāti Hako,Te Ākitai Waiohua | 1 | 1 |  |  |  | no | 1 | 1 | 1 | CCTV NOT Available or Over 30 Years Old & Soil Type Available | 2.804 | 3 | 1 | 4 | 2.5 | Property Parcels | 1 |  | 1.5 | 1.17 | 0.2 | Diameter Used For Flow Approximation & Depth Available | 2.9056 | 4
2713 | 2951 | 36867 | 10000760 | 193085 | DPHIN | PS 28 Pakuranga | Rising | Pipe | Buried | OP | CLS | None | 2009-03-01 |  |  | dwg | HI | Transmission | DC09031 | 2 |  |  | 4 | 390 | [5 empty] | 70692 | NA |  | 2.2 |  | WSL |  | Waikato,Ngāti Maru,Ngāti Tamaoho,Ngāti Whanaunga,Ngāti Tamaterā,Ngāti Pāoa,Ngāi Tai ki Tāmaki,Ngāti Hako,Te Ākitai Waiohua | 1 | 1 |  |  |  | no | 1 | 1 | 1 | CCTV NOT Available or Over 30 Years Old & Soil Type Available | 2.804 | 3 | 1 | 4 | 2.5 | Property Parcels | 1 |  | 1.5 | 1.17 | 0.2 | Diameter Used For Flow Approximation & Depth Available | 2.2031 | 4
4376 | 4670 | 17772 | 10002407 | 193223 | DPPPW | PS 20 Papatoetoe West | Rising | Pipe | Buried | OP | CLS | None | 1960-06-30 |  |  | dwg | SI | Transmission | Legacy | 2 |  |  | 4 | 250 | [5 empty] | 72616 | NA |  | 1.16 |  | WSL |  | Waikato,Te Kawerau a Maki,Ngāti Maru,Ngāti Tamaoho,Ngāti Tamaterā,Ngāi Tai ki Tāmaki,Ngāti Hako,Te Ākitai Waiohua | 4.03 | 4 |  |  |  | no | 1 | 3 | 5 | CCTV NOT Available or Over 30 Years Old & Soil Type Available | 2.804 | 3 | 1 | 4 | 2.5 | Property Parcels | 1 |  | 1.5 | 1.17 | 0.2 | Diameter Used For Flow Approximation & Depth Available | 1.1638 | 18
4370 | 4663 | 2688860 | 10100953 | 194986 | DSGLD | Glendowie Branch | Rising | Pipe | Buried | OP | CONC | None | 2017-02-20 |  |  | dwg | EI | Transmission | T0001046 | 2 |  |  | 4 | 318 | [5 empty] | 75068 | NA |  | 0.99 |  | WSL |  | Waikato,Te Kawerau a Maki,Ngāti Whātua,Ngāti Maru,Ngāti Whātua o Ōrākei,Ngāti Tamaoho,Te Patukirikiri,Ngāti Whanaunga,Ngāti Tamaterā,Ngāti Pāoa,Ngāi Tai ki Tāmaki,Ngāti Hako,Te Ākitai Waiohua | 1 | 1 |  |  |  | no | 1 | 1 | 1 | CCTV NOT Available or Over 30 Years Old & Soil Type Available | 2.804 | 3 | 1 | 4 | 2.5 | Property Parcels | 1 |  | 1.5 | 1.17 | 0.2 | Diameter Used For Flow Approximation & Depth Available | 0.99304 | 4
1485 | 1588 | 17803 | 10008339 | 197548 | DSSP2 | Sylvia Park Rising Main 2 | Rising | Pipe | Buried | OP | CLS | None | 1956-06-30 |  |  | dwg | EI | Transmission | Legacy | 2 |  |  | 4 | 390 | [5 empty] | 77481 | NA |  | 0.77 |  | WSL |  | Waikato,Te Kawerau a Maki,Ngāti Whātua,Ngāti Maru,Ngāti Whātua o Ōrākei,Ngāti Tamaoho,Ngāti Whanaunga,Ngāti Tamaterā,Ngāti Pāoa,Ngāi Tai ki Tāmaki,Ngāti Hako,Te Ākitai Waiohua | 5 | 5 | 5 | 2024 | External Source/s | no | 1 | 1 | 5 |  | 2.804 | 3 | 1 | 4 | 2.5 | Property Parcels | 1 |  | 1.5 | 1.17 | 0.2 | Diameter Used For Flow Approximation & Depth Available | 0.77264 | 22
4328 | 4615 | 2613253 | 10095284 | 197252 | DSWEY | Weymouth Branch | Rising | Pipe | Buried | OP | MS | None | 2014-12-07 |  |  | dwg | SW | Transmission | T0000790 | 2 |  |  | 4 | 250 | [5 empty] | 78228 | NA |  | 0.54 |  | WSL |  | Waikato,Ngāti Maru,Ngāti Tamaoho,Ngāti Whanaunga,Ngāti Tamaterā,Ngāi Tai ki Tāmaki,Ngāti Hako,Te Ākitai Waiohua | 1 | 1 |  |  |  | no | 1 | 1 | 1 | CCTV NOT Available or Over 30 Years Old & Soil Type Available | 2.804 | 3 | 1 | 4 | 2.5 | Property Parcels | 1 |  | 1.5 | 1.17 | 0.2 | Diameter Used For Flow Approximation & Depth Available | 0.54242 | 4
3407 | 3679 | 934325 | 10087884 | 194756 | DSGRC | Greenhithe Central Branch Sewer TS21B | Gravity | Pipe | Buried | OP | CONC | None | 2000-03-01 |  |  | dwg | NI | Transmission | Legacy | 2 |  |  | 4 | 457 | [5 empty] | 64805 | NA |  | 22.89 |  | WSL |  | Te Kawerau a Maki,Ngāti Whātua,Ngāti Maru,Ngāti Whātua o Kaipara,Ngāti Whātua o Ōrākei,Ngāti Tamaoho,Ngāti Manuhiri,Ngāti Whanaunga,Ngāti Tamaterā,Ngāi Tai ki Tāmaki,Ngāti Hako,Te Ākitai Waiohua | 1.21 | 1 |  |  | CCTV app | yes | 1 | 3 | 1 | CCTV NOT Available or Over 30 Years Old & Soil Type Available | 2.8037 | 3 | 1 | 2 | 2.5 | Property Parcels | 1 | Significant Ecological Area - SEA_T_8406 | 1.5 | 1.045 | 0.016845 | Modelled Flow Data Used & Depth Available | 22.8857 | 4
4190 | 4474 | 929118 | 10088822 | 197731 | DSTPF | Takapuna Foreshore Branch Sewer TS6B | Gravity | Pipe | Buried | OP | CONC | RIBLO | 1940-01-01 |  |  | dwg | NI | Transmission | Legacy | 2 |  |  | 4 | 550 | [5 empty] | 65400 | NA |  | 86.71 |  | WSL |  | Te Kawerau a Maki,Ngāti Whātua,Ngāti Maru,Ngāti Whātua o Ōrākei,Ngāti Tamaoho,Ngāti Manuhiri,Te Patukirikiri,Ngāti Whanaunga,Ngāti Tamaterā,Ngāti Pāoa,Ngāi Tai ki Tāmaki,Ngāti Hako,Te Ākitai Waiohua | 3 | 3 | 3 | 2015 | te puna wai | no | 3 | 3 | 1 | CCTV Available (0-10 Years Old) & Soil Type Available | 2.8025 | 3 | 1 | 2 | 2.5 | Property Parcels, Safe Swim Beach | 1 | Significant Ecological Area - SEA_T_8251 | 1.5 | 1.045 | 0.018377 | Modelled Flow Data Used & Depth Available | 86.7144 | 14
3642 | 3916 | 903955 | 10088825 | 197192 | DSTPF | Takapuna Foreshore Branch Sewer TS6B | Gravity | Pipe | Buried | OP | CONC | RIBLO | 1940-01-01 |  |  | dwg | NI | Transmission | Legacy | 2 |  |  | 4 | 550 | ASBUILT | ASBUILT | ASBUILT | ASBUILT | CONS | 65403 | NA |  | 46.22 | ASBUILT | WSL |  | Te Kawerau a Maki,Ngāti Whātua,Ngāti Maru,Ngāti Whātua o Ōrākei,Ngāti Tamaoho,Ngāti Manuhiri,Te Patukirikiri,Ngāti Whanaunga,Ngāti Tamaterā,Ngāti Pāoa,Ngāi Tai ki Tāmaki,Ngāti Hako,Te Ākitai Waiohua | 3 | 3 | 3 | 2015 | te puna wai | no | 3 | 3 | 1 | CCTV Available (0-10 Years Old) & Soil Type Available | 2.8025 | 3 | 1 | 2 | 2.5 | Property Parcels | 1 |  | 1.5 | 1.045 | 0.018377 | Modelled Flow Data Used & Depth Available | 46.2164 | 14
3654 | 3929 | 903957 | 10088824 | 197334 | DSTPF | Takapuna Foreshore Branch Sewer TS6B | Gravity | Pipe | Buried | OP | CONC | RIBLO | 1940-01-01 |  |  | dwg | NI | Transmission | Legacy | 2 |  |  | 4 | 550 | [5 empty] | 65402 | NA |  | 44.18 |  | WSL |  | Te Kawerau a Maki,Ngāti Whātua,Ngāti Maru,Ngāti Whātua o Ōrākei,Ngāti Tamaoho,Ngāti Manuhiri,Te Patukirikiri,Ngāti Whanaunga,Ngāti Tamaterā,Ngāti Pāoa,Ngāi Tai ki Tāmaki,Ngāti Hako,Te Ākitai Waiohua | 3 | 3 | 3 | 2015 | te puna wai | no | 3 | 3 | 1 | CCTV Available (0-10 Years Old) & Soil Type Available | 2.8025 | 3 | 1 | 2 | 2.5 | Property Parcels, Safe Swim Beach | 1 | Significant Ecological Area - SEA_T_8251 | 1.5 | 1.045 | 0.018377 | Modelled Flow Data Used & Depth Available | 44.1791 | 14
4201 | 4485 | 938228 | 10089463 | 193751 | DSBDW | Birkdale West Branch Sewer TS12 | Gravity | Pipe | Buried | OP | PE | None | 2004-05-01 | 8.47 | 5.11 | dwg | NI | Transmission | Legacy | 2 |  |  | 4 | 630 | [5 empty] | 64153 | NA |  | 142.31 |  | WSL |  | Te Kawerau a Maki,Ngāti Whātua,Ngāti Maru,Ngāti Whātua o Ōrākei,Ngāti Tamaoho,Ngāti Manuhiri,Ngāti Whanaunga,Ngāti Tamaterā,Ngāti Pāoa,Ngāi Tai ki Tāmaki,Ngāti Hako,Te Ākitai Waiohua | 1.76 | 2 |  |  |  | no | 5 | 1 | 1 | CCTV NOT Available or Over 30 Years Old & Soil Type Available | 2.8016 | 3 | 1 | 3 | 1 |  | 4 | Ocean Intercept, NZ River Lines | 5 | 1.05 | 0.028331 | Modelled Flow Data Used & Depth Available | 142.3062 | 8
3710 | 3985 | 929593 | 10090319 | 194674 | DSGLF | Glenfield Branch Sewer TS4A | Gravity | Pipe | Buried | OP | CONC | None | 1962-01-01 |  |  | dwg | NI | Transmission | Legacy | 2 |  |  | 4 | 457 | [5 empty] | 64658 | NA |  | 79.93 |  | WSL |  | Te Kawerau a Maki,Ngāti Whātua,Ngāti Maru,Ngāti Whātua o Ōrākei,Ngāti Tamaoho,Ngāti Manuhiri,Te Patukirikiri,Ngāti Whanaunga,Ngāti Tamaterā,Ngāti Pāoa,Ngāi Tai ki Tāmaki,Ngāti Hako,Te Ākitai Waiohua | 2.67 | 3 | 2 | 2016 | te puna wai | no | 5 | 1 | 3 | CCTV Available (0-10 Years Old) & Soil Type Available | 2.8006 | 3 | 1 | 2 | 2.5 | Property Parcels | 1 |  | 1.5 | 1.045 | 0.020674 | Modelled Flow Data Used & Depth Available | 79.9331 | 14
3676 | 3951 | 929592 | 10090320 | 195180 | DSGLF | Glenfield Branch Sewer TS4A | Gravity | Pipe | Buried | OP | CONC | None | 1975-01-01 |  |  | dwg | NI | Transmission | Legacy | 2 |  |  | 4 | 457 | [5 empty] | 64659 | NA |  | 76.06 |  | WSL |  | Te Kawerau a Maki,Ngāti Whātua,Ngāti Maru,Ngāti Whātua o Ōrākei,Ngāti Tamaoho,Ngāti Manuhiri,Te Patukirikiri,Ngāti Whanaunga,Ngāti Tamaterā,Ngāti Pāoa,Ngāi Tai ki Tāmaki,Ngāti Hako,Te Ākitai Waiohua | 2.27 | 2 | 2 | 2016 | te puna wai | no | 5 | 1 | 2 | CCTV Available (0-10 Years Old) & Soil Type Available | 2.8006 | 3 | 1 | 2 | 2.5 | Property Parcels | 1 |  | 1.5 | 1.045 | 0.020674 | Modelled Flow Data Used & Depth Available | 76.0566 | 8
3255 | 3519 | 927761 | 10090321 | 194527 | DSGLF | Glenfield Branch Sewer TS4A | Gravity | Pipe | Buried | OP | CONC | None | 1975-01-01 |  |  | dwg | NI | Transmission | Legacy | 2 |  |  | 4 | 457 | [5 empty] | 64660 | NA |  | 76.03 |  | WSL |  | Te Kawerau a Maki,Ngāti Whātua,Ngāti Maru,Ngāti Whātua o Ōrākei,Ngāti Tamaoho,Ngāti Manuhiri,Te Patukirikiri,Ngāti Whanaunga,Ngāti Tamaterā,Ngāti Pāoa,Ngāi Tai ki Tāmaki,Ngāti Hako,Te Ākitai Waiohua | 2.27 | 2 | 2 | 2016 | te puna wai | no | 5 | 1 | 2 | CCTV Available (0-10 Years Old) & Soil Type Available | 2.8006 | 3 | 1 | 2 | 2.5 | Property Parcels | 1 |  | 1.5 | 1.045 | 0.020674 | Modelled Flow Data Used & Depth Available | 76.0275 | 8
3691 | 3966 | 907375 | 10090322 | 195030 | DSGLF | Glenfield Branch Sewer TS4A | Gravity | Pipe | Buried | OP | CONC | None | 1975-01-01 |  |  | dwg | NI | Transmission | Legacy | 2 |  |  | 4 | 457 | [5 empty] | 64661 | NA |  | 74.77 |  | WSL |  | Te Kawerau a Maki,Ngāti Whātua,Ngāti Maru,Ngāti Whātua o Ōrākei,Ngāti Tamaoho,Ngāti Manuhiri,Te Patukirikiri,Ngāti Whanaunga,Ngāti Tamaterā,Ngāti Pāoa,Ngāi Tai ki Tāmaki,Ngāti Hako,Te Ākitai Waiohua | 2.27 | 2 | 2 | 2016 | te puna wai | no | 5 | 1 | 2 | CCTV Available (0-10 Years Old) & Soil Type Available | 2.8006 | 3 | 1 | 2 | 2.5 | Property Parcels | 1 |  | 1.5 | 1.045 | 0.020674 | Modelled Flow Data Used & Depth Available | 74.7667 | 8
3548 | 3821 | 909338 | 10090323 | 194675 | DSGLF | Glenfield Branch Sewer TS4A | Gravity | Pipe | Buried | OP | CONC | None | 1975-01-01 |  |  | dwg | NI | Transmission | Legacy | 2 |  |  | 4 | 457 | [5 empty] | 64662 | NA |  | 33.98 |  | WSL |  | Te Kawerau a Maki,Ngāti Whātua,Ngāti Maru,Ngāti Whātua o Ōrākei,Ngāti Tamaoho,Ngāti Manuhiri,Te Patukirikiri,Ngāti Whanaunga,Ngāti Tamaterā,Ngāti Pāoa,Ngāi Tai ki Tāmaki,Ngāti Hako,Te Ākitai Waiohua | 2.27 | 2 | 2 | 2016 | te puna wai | no | 5 | 1 | 2 | CCTV Available (0-10 Years Old) & Soil Type Available | 2.8006 | 3 | 1 | 2 | 2.5 | Property Parcels | 1 |  | 1.5 | 1.045 | 0.020674 | Modelled Flow Data Used & Depth Available | 33.9772 | 8
4210 | 4495 | 938375 | 10089475 | 193754 | DSBDW | Birkdale West Branch Sewer TS12 | Gravity | Pipe | Buried | OP | CONC | None | 1962-01-01 |  |  | dwg | NI | Transmission | Legacy | 2 |  |  | 4 | 300 | [5 empty] | 64165 | NA |  | 12.89 |  | WSL |  | Te Kawerau a Maki,Ngāti Whātua,Ngāti Maru,Ngāti Whātua o Ōrākei,Ngāti Tamaoho,Ngāti Manuhiri,Ngāti Whanaunga,Ngāti Tamaterā,Ngāi Tai ki Tāmaki,Ngāti Hako,Te Ākitai Waiohua | 2.41 | 2 |  |  |  | no | 1 | 1 | 3 | CCTV NOT Available or Over 30 Years Old & Soil Type Available | 2.8 | 3 | 3 | 1 | 2.5 | Property Parcels | 1 |  | 1.5 | 0.98 | 0.1026 | Modelled Flow Data Used & Depth Available | 12.8859 | 8
3352 | 3620 | 930371 | 10090312 | 195178 | DSGLF | Glenfield Branch Sewer TS4A | Gravity | Pipe | Buried | OP | CONC | None | 1961-01-01 |  |  | dwg | NI | Transmission | Legacy | 2 |  |  | 4 | 457 | [5 empty] | 64647 | NA |  | 79.11 |  | WSL |  | Te Kawerau a Maki,Ngāti Whātua,Ngāti Maru,Ngāti Whātua o Ōrākei,Ngāti Tamaoho,Ngāti Manuhiri,Te Patukirikiri,Ngāti Whanaunga,Ngāti Tamaterā,Ngāti Pāoa,Ngāi Tai ki Tāmaki,Ngāti Hako,Te Ākitai Waiohua | 2.67 | 3 | 2 | 2016 | te puna wai | no | 5 | 1 | 3 | CCTV Available (0-10 Years Old) & Soil Type Available | 2.7993 | 3 | 1 | 2 | 2.5 | Property Parcels | 1 |  | 1.5 | 1.045 | 0.022205 | Modelled Flow Data Used & Depth Available | 79.1074 | 14
3384 | 3653 | 930369 | 10090311 | 194672 | DSGLF | Glenfield Branch Sewer TS4A | Gravity | Pipe | Buried | OP | CONC | None | 1962-01-01 |  |  | dwg | NI | Transmission | Legacy | 2 |  |  | 4 | 457 | [5 empty] | 64646 | NA |  | 15 |  | WSL |  | Te Kawerau a Maki,Ngāti Whātua,Ngāti Maru,Ngāti Whātua o Ōrākei,Ngāti Tamaoho,Ngāti Manuhiri,Te Patukirikiri,Ngāti Whanaunga,Ngāti Tamaterā,Ngāti Pāoa,Ngāi Tai ki Tāmaki,Ngāti Hako,Te Ākitai Waiohua | 3.1 | 3 | 3 | 2016 | te puna wai | no | 5 | 1 | 3 | CCTV Available (0-10 Years Old) & Soil Type Available | 2.7993 | 3 | 1 | 2 | 2.5 | Property Parcels | 1 |  | 1.5 | 1.045 | 0.022205 | Modelled Flow Data Used & Depth Available | 15.0008 | 14
4157 | 4439 | 930504 | 10090306 | 195026 | DSGLF | Glenfield Branch Sewer TS4A | Gravity | Pipe | Buried | OP | CONC | None | 1959-01-01 |  |  | dwg | NI | Transmission | Legacy | 2 |  |  | 4 | 525 | [5 empty] | 64641 | NA |  | 72.45 |  | WSL |  | Te Kawerau a Maki,Ngāti Whātua,Ngāti Maru,Ngāti Whātua o Ōrākei,Ngāti Tamaoho,Ngāti Manuhiri,Te Patukirikiri,Ngāti Whanaunga,Ngāti Tamaterā,Ngāti Pāoa,Ngāi Tai ki Tāmaki,Ngāti Hako,Te Ākitai Waiohua | 2.58 | 3 | 2 | 2016 | te puna wai | no | 3 | 3 | 3 | CCTV Available (0-10 Years Old) & Soil Type Available | 2.7993 | 3 | 1 | 2 | 2.5 | Property Parcels | 1 |  | 1.5 | 1.045 | 0.022205 | Modelled Flow Data Used & Depth Available | 72.4484 | 14
3353 | 3621 | 929827 | 10090309 | 194524 | DSGLF | Glenfield Branch Sewer TS4A | Gravity | Pipe | Buried | OP | CONC | None | 1961-01-01 |  |  | dwg | NI | Transmission | Legacy | 2 |  |  | 4 | 457 | ASBUILT | ASBUILT | ASBUILT | ASBUILT | CONS | 64644 | NA |  | 52.6 | ASBUILT | WSL |  | Te Kawerau a Maki,Ngāti Whātua,Ngāti Maru,Ngāti Whātua o Ōrākei,Ngāti Tamaoho,Ngāti Manuhiri,Te Patukirikiri,Ngāti Whanaunga,Ngāti Tamaterā,Ngāti Pāoa,Ngāi Tai ki Tāmaki,Ngāti Hako,Te Ākitai Waiohua | 3 | 3 | 3 | 2016 | te puna wai | no | 3 | 3 | 3 | CCTV Available (0-10 Years Old) & Soil Type Available | 2.7993 | 3 | 1 | 2 | 2.5 | Property Parcels | 1 |  | 1.5 | 1.045 | 0.022205 | Modelled Flow Data Used & Depth Available | 52.5395 | 14
3521 | 3794 | 909598 | 10090172 | 194326 | DSECB | East Coast Bays Branch Sewer TS7 | Gravity | Pipe | Buried | OP | CONC | None | 1966-01-01 |  |  | dwg | NI | Transmission | Legacy | 2 |  |  | 4 | 440 | [5 empty] | 64588 | NA |  | 10.54 |  | WSL |  | Te Kawerau a Maki,Ngāti Whātua,Ngāti Maru,Ngāti Whātua o Ōrākei,Ngāti Tamaoho,Ngāti Manuhiri,Te Patukirikiri,Ngāti Whanaunga,Ngāti Tamaterā,Ngāti Pāoa,Ngāi Tai ki Tāmaki,Ngāti Hako,Te Ākitai Waiohua | 2.17 | 2 | 2 | 2015 | te puna wai | no | 3 | 3 | 2 | CCTV Available (0-10 Years Old) & Soil Type Not Available | 2.7993 | 3 | 1 | 2 | 2.5 | Property Parcels | 1 |  | 1.5 | 1.045 | 0.022205 | Modelled Flow Data Used & Depth Available | 10.5395 | 8
3362 | 3630 | 925207 | 10090171 | 194601 | DSECB | East Coast Bays Branch Sewer TS7 | Gravity | Pipe | Buried | OP | CONC | None | 1966-01-01 |  |  | dwg | NI | Transmission | Legacy | 2 |  |  | 4 | 440 | [5 empty] | 64587 | NA |  | 10.08 |  | WSL |  | Te Kawerau a Maki,Ngāti Whātua,Ngāti Maru,Ngāti Whātua o Ōrākei,Ngāti Tamaoho,Ngāti Manuhiri,Te Patukirikiri,Ngāti Whanaunga,Ngāti Tamaterā,Ngāti Pāoa,Ngāi Tai ki Tāmaki,Ngāti Hako,Te Ākitai Waiohua | 3 | 3 | 3 | 2015 | te puna wai | no | 3 | 3 | 2 | CCTV Available (0-10 Years Old) & Soil Type Not Available | 2.7993 | 3 | 1 | 2 | 2.5 | Property Parcels | 1 |  | 1.5 | 1.045 | 0.022205 | Modelled Flow Data Used & Depth Available | 10.0776 | 14
664 | 693 | 15298 | 10005006 | 193659 | DSB9C | Branch 9C Carrington | Gravity | Pipe | Bridged | OP | CONC | None | 1946-06-30 | 24.59 | 24.47 | dwg | OM | Transmission | Legacy | 2 |  |  | 4 | 318 | [5 empty] | 74531 | NA |  | 18.3 |  | WSL |  | Waikato,Te Kawerau a Maki,Ngāti Whātua,Ngāti Maru,Ngāti Whātua o Ōrākei,Ngāti Tamaoho,Ngāti Tamaterā,Ngāi Tai ki Tāmaki,Ngāti Hako,Te Ākitai Waiohua | 2.29 | 2 | 2 | 2012 | te puna wai | no | 1 | 1 | 3 | CCTV Available (10-20 Years Old) & Soil Type Not Available | 2.7984 | 3 | 1 | 5 | 1 |  | 4 | Significant Ecological Area - SEA_T_6008, Aquifer - Auckland Isthmus Volcanic Aquifer, NZ River Lines | 1 | 1.035 | 0.0051702 | Modelled Flow Data Used & Depth Available | 18.2982 | 8
4273 | 4558 | 934994 | 10089336 | 193684 | DSBAV | Bayview Branch Sewer TS13 | Gravity | Pipe | Buried | OP | CONC | None | 1972-01-01 |  |  | dwg | NI | Transmission | Legacy | 2 |  |  | 4 | 440 | [5 empty] | 64093 | NA |  | 29.19 |  | WSL |  | Te Kawerau a Maki,Ngāti Whātua,Ngāti Maru,Ngāti Whātua o Ōrākei,Ngāti Tamaoho,Ngāti Manuhiri,Ngāti Whanaunga,Ngāti Tamaterā,Ngāti Pāoa,Ngāi Tai ki Tāmaki,Ngāti Hako,Te Ākitai Waiohua | 2.46 | 2 |  |  | CCTV app | yes | 5 | 1 | 2 | CCTV NOT Available or Over 30 Years Old & Soil Type Available | 2.7981 | 3 | 1 | 2 | 2.5 | Property Parcels | 1 | Significant Ecological Area - SEA_T_8320 | 1.5 | 1.045 | 0.023737 | Modelled Flow Data Used & Depth Available | 29.1888 | 8
3727 | 4002 | 918853 | 10089333 | 193876 | DSBAV | Bayview Branch Sewer TS13 | Gravity | Pipe | Buried | OP | CONC | None | 1972-01-01 |  |  | dwg | NI | Transmission | Legacy | 2 |  |  | 4 | 440 | [5 empty] | 64090 | NA |  | 145.24 |  | WSL |  | Te Kawerau a Maki,Ngāti Whātua,Ngāti Maru,Ngāti Whātua o Ōrākei,Ngāti Tamaoho,Ngāti Manuhiri,Ngāti Whanaunga,Ngāti Tamaterā,Ngāti Pāoa,Ngāi Tai ki Tāmaki,Ngāti Hako,Te Ākitai Waiohua | 1.71 | 2 |  |  | CCTV app | yes | 1 | 1 | 2 | CCTV NOT Available or Over 30 Years Old & Soil Type Available | 2.7981 | 3 | 1 | 2 | 2.5 | Property Parcels | 1 | Significant Ecological Area - SEA_T_8320 | 1.5 | 1.045 | 0.023737 | Modelled Flow Data Used & Depth Available | 145.2407 | 8
3027 | 3288 | 938916 | 10089329 | 193875 | DSBAV | Bayview Branch Sewer TS13 | Gravity | Pipe | Buried | OP | CONC | None | 1972-01-01 |  |  | dwg | NI | Transmission | Legacy | 2 |  |  | 4 | 440 | [5 empty] | 64086 | NA |  | 83.52 |  | WSL |  | Te Kawerau a Maki,Ngāti Whātua,Ngāti Maru,Ngāti Whātua o Ōrākei,Ngāti Tamaoho,Ngāti Manuhiri,Ngāti Whanaunga,Ngāti Tamaterā,Ngāti Pāoa,Ngāi Tai ki Tāmaki,Ngāti Hako,Te Ākitai Waiohua | 1.71 | 2 |  |  | CCTV app | yes | 1 | 1 | 2 | CCTV NOT Available or Over 30 Years Old & Soil Type Available | 2.7981 | 3 | 1 | 2 | 2.5 | Property Parcels | 1 | Significant Ecological Area - SEA_T_8323 | 1.5 | 1.045 | 0.023737 | Modelled Flow Data Used & Depth Available | 83.5238 | 8
4228 | 4513 | 937754 | 10089327 | 194120 | DSBAV | Bayview Branch Sewer TS13 | Gravity | Pipe | Buried | OP | CONC | None | 1972-01-01 |  |  | dwg | NI | Transmission | Legacy | 2 |  |  | 4 | 440 | [5 empty] | 64084 | NA |  | 124.14 |  | WSL |  | Te Kawerau a Maki,Ngāti Whātua,Ngāti Maru,Ngāti Whātua o Ōrākei,Ngāti Tamaoho,Ngāti Manuhiri,Ngāti Whanaunga,Ngāti Tamaterā,Ngāti Pāoa,Ngāi Tai ki Tāmaki,Ngāti Hako,Te Ākitai Waiohua | 1.71 | 2 |  |  | CCTV app | yes | 1 | 1 | 2 | CCTV NOT Available or Over 30 Years Old & Soil Type Available | 2.7968 | 3 | 1 | 2 | 2.5 | Property Parcels | 1 | Significant Ecological Area - SEA_T_8323 | 1.5 | 1.045 | 0.025268 | Modelled Flow Data Used & Depth Available | 124.1371 | 8
4203 | 4487 | 937753 | 10089326 | 193927 | DSBAV | Bayview Branch Sewer TS13 | Gravity | Pipe | Buried | OP | CONC | None | 1972-01-01 |  |  | dwg | NI | Transmission | Legacy | 2 |  |  | 4 | 440 | [5 empty] | 64083 | NA |  | 82.33 |  | WSL |  | Te Kawerau a Maki,Ngāti Whātua,Ngāti Maru,Ngāti Whātua o Ōrākei,Ngāti Tamaoho,Ngāti Manuhiri,Ngāti Whanaunga,Ngāti Tamaterā,Ngāti Pāoa,Ngāi Tai ki Tāmaki,Ngāti Hako,Te Ākitai Waiohua | 1.71 | 2 |  |  |  | no | 1 | 1 | 2 | CCTV NOT Available or Over 30 Years Old & Soil Type Available | 2.7968 | 3 | 1 | 2 | 2.5 | Property Parcels | 1 | Significant Ecological Area - SEA_T_8323 | 1.5 | 1.045 | 0.025268 | Modelled Flow Data Used & Depth Available | 82.3287 | 8
3990 | 4268 | 925314 | 10090167 | 194600 | DSECB | East Coast Bays Branch Sewer TS7 | Gravity | Pipe | Buried | OP | CONC | None | 1966-01-01 |  |  | dwg | NI | Transmission | Legacy | 2 |  |  | 4 | 440 | [5 empty] | 64583 | NA |  | 6.11 |  | WSL |  | Te Kawerau a Maki,Ngāti Whātua,Ngāti Maru,Ngāti Whātua o Ōrākei,Ngāti Tamaoho,Ngāti Manuhiri,Te Patukirikiri,Ngāti Whanaunga,Ngāti Tamaterā,Ngāti Pāoa,Ngāi Tai ki Tāmaki,Ngāti Hako,Te Ākitai Waiohua | 3 | 3 | 3 | 2015 | te puna wai | no | 3 | 3 | 2 | CCTV Available (0-10 Years Old) & Soil Type Not Available | 2.7962 | 3 | 1 | 2 | 2.5 | Property Parcels | 1 |  | 1.5 | 1.045 | 0.026034 | Modelled Flow Data Used & Depth Available | 6.1097 | 14
189 | 201 | 16431 | 10008789 | 197102 | DSTIN | Tamaki East Interceptor | Gravity | Pipe | Buried | OP | CONC | None | 1973-06-30 | 4.32 | 3.64 | dwg | TE | Transmission | Legacy | 1 |  |  | 4 | 1350 | [5 empty] | 77967 | NA |  | 244.21 |  | WSL |  | Waikato,Te Kawerau a Maki,Ngāti Maru,Ngāti Tamaoho,Ngāti Whanaunga,Ngāti Tamaterā,Ngāti Pāoa,Ngāi Tai ki Tāmaki,Ngāti Hako,Te Ākitai Waiohua | 2 | 2 | 2 | 2008 | CCTV Footage Review Log South_Latest.xls | no | 1 | 1 | 2 | CCTV Available (10-20 Years Old) & Soil Type Available | 2.7953 | 3 | 4 | 5 | 1 |  | 1 |  | 5 | 0.895 | 0.12235 | Modelled Flow Data Used & Depth Available | 244.2125 | 8
565 | 588 | 17013 | 10099274 | 196899 | DSSIN | Southern Interceptor | Siphon | Pipe | Buried | OP | CLS | None | 1964-06-30 |  |  | dwg | SI | Transmission | Legacy | 1 |  |  | 4 | 550 | [5 empty] | 77281 | NA |  | 27.76 |  | WSL |  | Waikato,Te Kawerau a Maki,Ngāti Maru,Ngāti Tamaoho,Ngāti Whanaunga,Ngāti Tamaterā,Ngāi Tai ki Tāmaki,Ngāti Hako,Te Ākitai Waiohua | 4.58 | 5 |  |  |  | no | 5 | 1 | 5 | CCTV NOT Available or Over 30 Years Old & Soil Type Available | 2.795 | 3 | 2 | 5 | 1 |  | 4 | NZ River Lines | 1.5 | 1.05 | 0.4 | Diameter Used For Flow Approximation & Depth Available | 27.7552 | 22 | Priority
448 | 466 | 17014 | 10008061 | 196582 | DSSIN | Southern Interceptor | Siphon | Pipe | Buried | OP | CLS | None | 1964-06-30 |  | 12.77 | dwg | SI | Transmission | Legacy | 1 |  |  | 4 | 550 | [5 empty] | 77283 | NA |  | 26.92 |  | WSL |  | Waikato,Te Kawerau a Maki,Ngāti Maru,Ngāti Tamaoho,Ngāti Whanaunga,Ngāti Tamaterā,Ngāi Tai ki Tāmaki,Ngāti Hako,Te Ākitai Waiohua | 4.58 | 5 |  |  |  | no | 5 | 1 | 5 | CCTV NOT Available or Over 30 Years Old & Soil Type Available | 2.795 | 3 | 2 | 5 | 1 |  | 4 | NZ River Lines | 1.5 | 1.05 | 0.4 | Diameter Used For Flow Approximation & Depth Available | 26.9179 | 22 | Priority
4267 | 4552 | 958805 | 10088370 | 195560 | DSNCT | Northcote Branch Sewer TS8 | Rising | Pipe | Buried | OP | PE | None | 2012-12-24 |  |  | 0.1s | NI | Transmission | R0005163 | 2 |  |  | 4 | 560 | [5 empty] | 65127 | NA |  | 98.81 |  | WSL |  | Te Kawerau a Maki,Ngāti Whātua,Ngāti Maru,Ngāti Whātua o Ōrākei,Ngāti Tamaoho,Ngāti Manuhiri,Te Patukirikiri,Ngāti Whanaunga,Ngāti Tamaterā,Ngāti Pāoa,Ngāi Tai ki Tāmaki,Ngāti Hako,Te Ākitai Waiohua | 1 | 1 |  |  |  | no | 1 | 1 | 1 | CCTV NOT Available or Over 30 Years Old & Soil Type Available | 2.795 | 3 | 2 | 5 | 1 |  | 4 | NZ River Lines | 1.5 | 1.05 | 0.4 | Diameter Used For Flow Approximation & Depth Available | 98.8059 | 4
4760 | 746097 | 5725744 | 0 | 82770477 | DSMIL | Milldale Branch Sewer | Rising | Pipe | Bridged | OP | CLS | None | 2021-05-31 |  |  | 0.1s | NI | Transmission | 2012755.00 | 2 |  |  |  | 508 | ASBUILT | ASBUILT | ASBUILT | ASBUILT | CONS | 82762813 |  |  | 67.22 | ASBUILT | WSL |  | Te Kawerau a Maki,Ngāti Whātua,Ngāti Maru,Ngāti Whātua o Kaipara,Ngāti Manuhiri,Ngāti Whanaunga,Ngāti Tamaterā,Ngāti Pāoa,Ngāi Tai ki Tāmaki,Ngāti Hako,Te Ākitai Waiohua | 1 | 1 |  |  |  | no | 1 | 1 | 1 | CCTV NOT Available or Over 30 Years Old & Soil Type Not Available | 2.795 | 3 | 2 | 5 | 1 |  | 4 | NZ River Lines | 1.5 | 1.05 | 0.4 | Diameter Used For Flow Approximation & Depth Available | 67.219 | 4
3759 | 4034 | 909739 | 10088806 | 82593606 | DSTPF | Takapuna Foreshore Branch Sewer TS6B | Gravity | Pipe | Buried | OP | CLS | None | 1940-01-01 |  |  | dwg | NI | Transmission | Legacy | 2 |  |  | 4 | 525 | ASBUILT | ASBUILT | ASBUILT | ASBUILT | CONS | 65384 | NA |  | 80.53 | ASBUILT | WSL |  | Te Kawerau a Maki,Ngāti Whātua,Ngāti Maru,Ngāti Whātua o Ōrākei,Ngāti Tamaoho,Ngāti Manuhiri,Te Patukirikiri,Ngāti Whanaunga,Ngāti Tamaterā,Ngāti Pāoa,Ngāi Tai ki Tāmaki,Ngāti Hako,Te Ākitai Waiohua | 4.41 | 4 |  |  |  | no | 3 | 3 | 5 | CCTV NOT Available or Over 30 Years Old & Soil Type Available | 2.795 | 3 | 1 | 2 | 2.5 | Property Parcels | 1 | Significant Ecological Area - SEA_T_8253 | 1.5 | 1.045 | 0.027565 | Modelled Flow Data Used & Depth Available | 80.5337 | 18
3295 | 3561 | 927434 | 10088797 | 197134 | DSTPF | Takapuna Foreshore Branch Sewer TS6B | Gravity | Pipe | Buried | OP | VC | None | 1940-01-01 |  |  | dwg | NI | Transmission | Legacy | 2 |  |  | 4 | 500 | [5 empty] | 65375 | NA |  | 68.51 |  | WSL |  | Te Kawerau a Maki,Ngāti Whātua,Ngāti Maru,Ngāti Whātua o Ōrākei,Ngāti Tamaoho,Ngāti Manuhiri,Te Patukirikiri,Ngāti Whanaunga,Ngāti Tamaterā,Ngāti Pāoa,Ngāi Tai ki Tāmaki,Ngāti Hako,Te Ākitai Waiohua | 2.17 | 2 | 2 | 2015 | te puna wai | no | 3 | 3 | 2 | CCTV Available (0-10 Years Old) & Soil Type Available | 2.795 | 3 | 1 | 2 | 2.5 | Property Parcels | 1 | Place Of Historic Heritage - Cedric Firth residence | 1.5 | 1.045 | 0.027565 | Modelled Flow Data Used & Depth Available | 68.5065 | 8
3804 | 4080 | 909740 | 10088805 | 197187 | DSTPF | Takapuna Foreshore Branch Sewer TS6B | Gravity | Pipe | Buried | OP | CLS | None | 1940-01-01 |  |  | dwg | NI | Transmission | Legacy | 2 |  |  | 4 | 550 | [5 empty] | 65383 | NA |  | 55.61 |  | WSL |  | Te Kawerau a Maki,Ngāti Whātua,Ngāti Maru,Ngāti Whātua o Ōrākei,Ngāti Tamaoho,Ngāti Manuhiri,Te Patukirikiri,Ngāti Whanaunga,Ngāti Tamaterā,Ngāti Pāoa,Ngāi Tai ki Tāmaki,Ngāti Hako,Te Ākitai Waiohua | 3.81 | 4 | 3 | 2015 | te puna wai | no | 3 | 3 | 5 | CCTV Available (0-10 Years Old) & Soil Type Available | 2.795 | 3 | 1 | 2 | 2.5 | Property Parcels | 1 | Place Of Historic Heritage - Thorne Estate Dairy | 1.5 | 1.045 | 0.027565 | Modelled Flow Data Used & Depth Available | 55.609 | 18
3101 | 3362 | 912313 | 10088801 | 197186 | DSTPF | Takapuna Foreshore Branch Sewer TS6B | Gravity | Pipe | Buried | OP | CLS | None | 1940-01-01 |  |  | dwg | NI | Transmission | Legacy | 2 |  |  | 4 | 550 | [5 empty] | 65379 | NA |  | 25.14 |  | WSL |  | Te Kawerau a Maki,Ngāti Whātua,Ngāti Maru,Ngāti Whātua o Ōrākei,Ngāti Tamaoho,Ngāti Manuhiri,Te Patukirikiri,Ngāti Whanaunga,Ngāti Tamaterā,Ngāti Pāoa,Ngāi Tai ki Tāmaki,Ngāti Hako,Te Ākitai Waiohua | 3.81 | 4 | 3 | 2015 | te puna wai | no | 3 | 3 | 5 | CCTV Available (0-10 Years Old) & Soil Type Available | 2.795 | 3 | 1 | 2 | 2.5 | Property Parcels, Safe Swim Beach | 1 | Place Of Historic Heritage - Merkesworth Castle | 1.5 | 1.045 | 0.027565 | Modelled Flow Data Used & Depth Available | 25.1403 | 18
4250 | 4535 | 938897 | 10088804 | 197329 | DSTPF | Takapuna Foreshore Branch Sewer TS6B | Gravity | Pipe | Buried | OP | CLS | None | 1940-01-01 |  |  | dwg | NI | Transmission | Legacy | 2 |  |  | 4 | 550 | [5 empty] | 65382 | NA |  | 24.25 |  | WSL |  | Te Kawerau a Maki,Ngāti Whātua,Ngāti Maru,Ngāti Whātua o Ōrākei,Ngāti Tamaoho,Ngāti Manuhiri,Te Patukirikiri,Ngāti Whanaunga,Ngāti Tamaterā,Ngāti Pāoa,Ngāi Tai ki Tāmaki,Ngāti Hako,Te Ākitai Waiohua | 3.81 | 4 | 3 | 2015 | te puna wai | no | 3 | 3 | 5 | CCTV Available (0-10 Years Old) & Soil Type Available | 2.795 | 3 | 1 | 2 | 2.5 | Property Parcels | 1 |  | 1.5 | 1.045 | 0.027565 | Modelled Flow Data Used & Depth Available | 24.2547 | 18
3664 | 3939 | 907428 | 10088815 | 197589 | DSTPF | Takapuna Foreshore Branch Sewer TS6B | Gravity | Pipe | Buried | OP | CI | None | 1940-01-01 |  |  | dwg | NI | Transmission | Legacy | 2 |  |  | 4 | 525 | [5 empty] | 65393 | NA |  | 57.32 |  | WSL |  | Te Kawerau a Maki,Ngāti Whātua,Ngāti Maru,Ngāti Whātua o Ōrākei,Ngāti Tamaoho,Ngāti Manuhiri,Te Patukirikiri,Ngāti Whanaunga,Ngāti Tamaterā,Ngāti Pāoa,Ngāi Tai ki Tāmaki,Ngāti Hako,Te Ākitai Waiohua | 3.91 | 4 | 3 | 2015 | te puna wai | no | 5 | 1 | 5 | CCTV Available (0-10 Years Old) & Soil Type Available | 2.7943 | 3 | 1 | 2 | 2.5 | Property Parcels | 1 |  | 1.5 | 1.045 | 0.028331 | Modelled Flow Data Used & Depth Available | 57.3248 | 18
3130 | 3392 | 912315 | 10088803 | 197586 | DSTPF | Takapuna Foreshore Branch Sewer TS6B | Gravity | Pipe | Buried | OP | CI | None | 1940-01-01 |  |  | dwg | NI | Transmission | Legacy | 2 |  |  | 4 | 525 | [5 empty] | 65381 | NA |  | 53.37 |  | WSL |  | Te Kawerau a Maki,Ngāti Whātua,Ngāti Maru,Ngāti Whātua o Ōrākei,Ngāti Tamaoho,Ngāti Manuhiri,Te Patukirikiri,Ngāti Whanaunga,Ngāti Tamaterā,Ngāti Pāoa,Ngāi Tai ki Tāmaki,Ngāti Hako,Te Ākitai Waiohua | 3.81 | 4 | 3 | 2015 | te puna wai | no | 3 | 3 | 5 | CCTV Available (0-10 Years Old) & Soil Type Available | 2.7943 | 3 | 1 | 2 | 2.5 | Property Parcels, Safe Swim Beach | 1 |  | 1.5 | 1.045 | 0.028331 | Modelled Flow Data Used & Depth Available | 53.3727 | 18
4082 | 4362 | 929007 | 10088809 | 197188 | DSTPF | Takapuna Foreshore Branch Sewer TS6B | Gravity | Pipe | Buried | OP | CI | None | 1940-01-01 |  |  | dwg | NI | Transmission | Legacy | 2 |  |  | 4 | 525 | [5 empty] | 65387 | NA |  | 32.42 |  | WSL |  | Te Kawerau a Maki,Ngāti Whātua,Ngāti Maru,Ngāti Whātua o Ōrākei,Ngāti Tamaoho,Ngāti Manuhiri,Te Patukirikiri,Ngāti Whanaunga,Ngāti Tamaterā,Ngāti Pāoa,Ngāi Tai ki Tāmaki,Ngāti Hako,Te Ākitai Waiohua | 3.81 | 4 | 3 | 2015 | te puna wai | no | 3 | 3 | 5 | CCTV Available (0-10 Years Old) & Soil Type Available | 2.7943 | 3 | 1 | 2 | 2.5 | Property Parcels | 1 |  | 1.5 | 1.045 | 0.028331 | Modelled Flow Data Used & Depth Available | 32.4202 | 18
3124 | 3386 | 903562 | 10090163 | 194599 | DSECB | East Coast Bays Branch Sewer TS7 | Gravity | Pipe | Buried | OP | CONC | None | 1960-01-01 |  |  | dwg | NI | Transmission | Legacy | 2 |  |  | 4 | 490 | [5 empty] | 64579 | NA |  | 47.17 |  | WSL |  | Te Kawerau a Maki,Ngāti Whātua,Ngāti Maru,Ngāti Whātua o Ōrākei,Ngāti Tamaoho,Ngāti Manuhiri,Te Patukirikiri,Ngāti Whanaunga,Ngāti Tamaterā,Ngāti Pāoa,Ngāi Tai ki Tāmaki,Ngāti Hako,Te Ākitai Waiohua | 3 | 3 | 3 | 2015 | te puna wai | no | 3 | 3 | 3 | CCTV Available (0-10 Years Old) & Soil Type Not Available | 2.7931 | 3 | 1 | 2 | 2.5 | Property Parcels | 1 |  | 1.5 | 1.045 | 0.029862 | Modelled Flow Data Used & Depth Available | 47.1706 | 14
4001 | 4279 | 925316 | 10090166 | 194147 | DSECB | East Coast Bays Branch Sewer TS7 | Gravity | Pipe | Buried | OP | CONC | None | 1966-01-01 |  |  | dwg | NI | Transmission | Legacy | 2 |  |  | 4 | 440 | [5 empty] | 64582 | NA |  | 4.07 |  | WSL |  | Te Kawerau a Maki,Ngāti Whātua,Ngāti Maru,Ngāti Whātua o Ōrākei,Ngāti Tamaoho,Ngāti Manuhiri,Te Patukirikiri,Ngāti Whanaunga,Ngāti Tamaterā,Ngāti Pāoa,Ngāi Tai ki Tāmaki,Ngāti Hako,Te Ākitai Waiohua | 3 | 3 | 3 | 2015 | te puna wai | no | 3 | 3 | 2 | CCTV Available (0-10 Years Old) & Soil Type Not Available | 2.7931 | 3 | 1 | 2 | 2.5 | Property Parcels | 1 |  | 1.5 | 1.045 | 0.029862 | Modelled Flow Data Used & Depth Available | 4.0728 | 14
3620 | 3893 | 929755 | 10090310 | 195027 | DSGLF | Glenfield Branch Sewer TS4A | Gravity | Pipe | Buried | OP | CONC | None | 1962-01-01 |  |  | dwg | NI | Transmission | Legacy | 2 |  |  | 4 | 457 | [5 empty] | 64645 | NA |  | 35.88 |  | WSL |  | Te Kawerau a Maki,Ngāti Whātua,Ngāti Maru,Ngāti Whātua o Ōrākei,Ngāti Tamaoho,Ngāti Manuhiri,Te Patukirikiri,Ngāti Whanaunga,Ngāti Tamaterā,Ngāti Pāoa,Ngāi Tai ki Tāmaki,Ngāti Hako,Te Ākitai Waiohua | 2.67 | 3 | 2 | 2016 | te puna wai | no | 5 | 1 | 3 | CCTV Available (0-10 Years Old) & Soil Type Available | 2.7918 | 3 | 1 | 2 | 2.5 | Property Parcels | 1 |  | 1.5 | 1.045 | 0.031394 | Modelled Flow Data Used & Depth Available | 35.8778 | 14
4141 | 4423 | 931450 | 10090012 | 194087 | DSCWD | Chatswood Branch Sewer TS9 | Gravity | Pipe | Buried | OP | CONC | None | 1960-01-01 |  |  | dwg | NI | Transmission | Legacy | 2 |  |  | 4 | 440 | [5 empty] | 64460 | NA |  | 86.24 |  | WSL |  | Te Kawerau a Maki,Ngāti Whātua,Ngāti Maru,Ngāti Whātua o Ōrākei,Ngāti Tamaoho,Te Patukirikiri,Ngāti Tamaterā,Ngāti Pāoa,Ngāi Tai ki Tāmaki,Ngāti Hako,Te Ākitai Waiohua | 2.79 | 3 |  |  |  | no | 3 | 1 | 3 | CCTV NOT Available or Over 30 Years Old & Soil Type Available | 2.7906 | 3 | 1 | 2 | 2.5 | Property Parcels | 1 | Significant Ecological Area - SEA_T_8169 | 1.5 | 1.045 | 0.032925 | Modelled Flow Data Used & Depth Available | 86.2389 | 14
4018 | 4296 | 925318 | 10088735 | 197672 | DSTBY | Torbay Branch Sewer TS7B | Gravity | Pipe | Buried | OP | CONC | None | 1966-01-01 |  |  | dwg | NI | Transmission | Legacy | 2 |  |  | 4 | 490 | [5 empty] | 65344 | NA |  | 39.08 |  | WSL |  | Te Kawerau a Maki,Ngāti Whātua,Ngāti Maru,Ngāti Whātua o Ōrākei,Ngāti Tamaoho,Ngāti Manuhiri,Te Patukirikiri,Ngāti Whanaunga,Ngāti Tamaterā,Ngāti Pāoa,Ngāi Tai ki Tāmaki,Ngāti Hako,Te Ākitai Waiohua | 2.29 | 2 |  |  |  | no | 3 | 3 | 2 | CCTV NOT Available or Over 30 Years Old & Soil Type Not Available | 2.7906 | 3 | 1 | 2 | 2.5 | Property Parcels | 1 |  | 1.5 | 1.045 | 0.032925 | Modelled Flow Data Used & Depth Available | 39.0815 | 8
3400 | 3671 | 931393 | 10088847 | 197197 | DSTPF | Takapuna Foreshore Branch Sewer TS6B | Gravity | Pipe | Buried | OP | CONC | RIBLO | 1940-01-01 |  |  | dwg | NI | Transmission | Legacy | 2 |  |  | 4 | 457 | [5 empty] | 65423 | NA |  | 37.94 |  | WSL |  | Te Kawerau a Maki,Ngāti Whātua,Ngāti Maru,Ngāti Whātua o Ōrākei,Ngāti Tamaoho,Ngāti Manuhiri,Te Patukirikiri,Ngāti Whanaunga,Ngāti Tamaterā,Ngāti Pāoa,Ngāi Tai ki Tāmaki,Ngāti Hako,Te Ākitai Waiohua | 1.44 | 1 | 1 | 2015 | te puna wai | no | 5 | 1 | 1 | CCTV Available (0-10 Years Old) & Soil Type Available | 2.7905 | 3 | 2 | 2 | 2.5 | Property Parcels | 1 |  | 1.5 | 1.045 | 0.4 | Diameter Used For Flow Approximation & Depth Available | 37.9407 | 4
2916 | 3174 | 2538721 | 10080630 | 197166 | DSSWN | Swanson Branch | Gravity | Pipe | Buried | OP | CONC | None | 2012-10-03 |  |  | 0.1s | WI | Transmission | T0000421 | 2 |  |  | 4 | 502 | [5 empty] | 77670 | NA |  | 37.1 |  | WSL |  | Te Kawerau a Maki,Ngāti Whātua,Ngāti Whātua o Ōrākei,Ngāti Tamaoho,Ngāti Tamaterā,Te Ākitai Waiohua | 1.76 | 2 |  |  |  | no | 5 | 1 | 1 | CCTV NOT Available or Over 30 Years Old & Soil Type Available | 2.7905 | 3 | 2 | 2 | 2.5 | Property Parcels | 1 |  | 1.5 | 1.045 | 0.4 | Diameter Used For Flow Approximation & Depth Available | 37.1027 | 8
3415 | 3688 | 2674246 | 10100533 | 194837 | DSGLF | Glenfield Branch Sewer TS4A | Gravity | Pipe | Buried | OP | CONC | None | 1962-01-01 |  |  | dwg | NI | Transmission | Legacy | 2 |  |  | 4 | 457 | [5 empty] | 64649 | NA |  | 36.89 |  | WSL |  | Te Kawerau a Maki,Ngāti Whātua,Ngāti Maru,Ngāti Whātua o Ōrākei,Ngāti Tamaoho,Ngāti Manuhiri,Te Patukirikiri,Ngāti Whanaunga,Ngāti Tamaterā,Ngāti Pāoa,Ngāi Tai ki Tāmaki,Ngāti Hako,Te Ākitai Waiohua | 3.17 | 3 |  |  |  | no | 5 | 1 | 3 | CCTV NOT Available or Over 30 Years Old & Soil Type Available | 2.7905 | 3 | 2 | 2 | 2.5 | Property Parcels | 1 |  | 1.5 | 1.045 | 0.4 | Diameter Used For Flow Approximation & Depth Available | 36.8858 | 14
4196 | 4480 | 928470 | 10090302 | 195025 | DSGLF | Glenfield Branch Sewer TS4A | Gravity | Pipe | Buried | OP | CONC | None | 1961-01-01 |  |  | dwg | NI | Transmission | Legacy | 2 |  |  | 4 | 525 | [5 empty] | 64637 | NA |  | 34.13 |  | WSL |  | Te Kawerau a Maki,Ngāti Whātua,Ngāti Maru,Ngāti Whātua o Ōrākei,Ngāti Tamaoho,Ngāti Manuhiri,Te Patukirikiri,Ngāti Whanaunga,Ngāti Tamaterā,Ngāti Pāoa,Ngāi Tai ki Tāmaki,Ngāti Hako,Te Ākitai Waiohua | 2.67 | 3 | 2 | 2016 | te puna wai | no | 5 | 1 | 3 | CCTV Available (0-10 Years Old) & Soil Type Available | 2.7905 | 3 | 2 | 2 | 2.5 | Property Parcels | 1 |  | 1.5 | 1.045 | 0.4 | Diameter Used For Flow Approximation & Depth Available | 34.1287 | 14
4414 | 4710 | 2738630 | 10106552 | 192988 | DPPKE | Pukekohe Wastewater Pump Station (PS92) | Gravity | Pipe | Buried | OP | CONC | None | 2017-05-12 |  |  | 0.1s | SI | Transmission | T0001204A | 2 |  |  | 4 | 500 | [5 empty] | 72418 | NA |  | 24.4 |  | WSL |  | Waikato,Ngāti Maru,Ngāti Tamaoho,Ngāi Tai ki Tāmaki,Ngāti Hako,Te Ākitai Waiohua | 1.76 | 2 |  |  |  | no | 5 | 1 | 1 | CCTV NOT Available or Over 30 Years Old & Soil Type Available | 2.7905 | 3 | 2 | 2 | 2.5 | Property Parcels | 1 | Aquifer - Franklin Volcanic Aquifer | 1.5 | 1.045 | 0.4 | Diameter Used For Flow Approximation & Depth Available | 24.4023 | 8
4413 | 4709 | 2738629 | 10105683 | 193213 | DPPKE | Pukekohe Wastewater Pump Station (PS92) | Gravity | Pipe | Buried | OP | CONC | None | 2017-05-12 |  |  | 0.1s | SI | Transmission | T0001204A | 2 |  |  | 4 | 500 | [5 empty] | 72416 | NA |  | 24.37 |  | WSL |  | Waikato,Ngāti Maru,Ngāti Tamaoho,Ngāi Tai ki Tāmaki,Ngāti Hako,Te Ākitai Waiohua | 1.76 | 2 |  |  |  | no | 5 | 1 | 1 | CCTV NOT Available or Over 30 Years Old & Soil Type Available | 2.7905 | 3 | 2 | 2 | 2.5 | Property Parcels | 1 | Aquifer - Franklin Volcanic Aquifer | 1.5 | 1.045 | 0.4 | Diameter Used For Flow Approximation & Depth Available | 24.3733 | 8
3132 | 3394 | 905176 | 10088323 | 195943 | DSNCT | Northcote Branch Sewer TS8 | Gravity | Pipe | Buried | OP | CLS | None | 1962-01-01 |  |  | dwg | NI | Transmission | Legacy | 2 |  |  | 4 | 550 | [5 empty] | 65104 | NA |  | 13.53 |  | WSL |  | Te Kawerau a Maki,Ngāti Whātua,Ngāti Maru,Ngāti Whātua o Ōrākei,Ngāti Tamaoho,Ngāti Manuhiri,Te Patukirikiri,Ngāti Whanaunga,Ngāti Tamaterā,Ngāti Pāoa,Ngāi Tai ki Tāmaki,Ngāti Hako,Te Ākitai Waiohua | 4.58 | 5 |  |  |  | no | 5 | 1 | 5 | CCTV NOT Available or Over 30 Years Old & Soil Type Available | 2.7905 | 3 | 2 | 2 | 2.5 | Property Parcels | 1 |  | 1.5 | 1.045 | 0.4 | Diameter Used For Flow Approximation & Depth Available | 13.5341 | 22
4498 | 4800 | 2538716 | 10080640 | 197567 | DSSWN | Swanson Branch | Gravity | Pipe | Buried | OP | PE | None | 2012-10-03 |  |  | 0.1s | WI | Transmission | T0000421 | 2 |  |  | 4 | 407 | [5 empty] | 77688 | NA |  | 13.26 |  | WSL |  | Te Kawerau a Maki,Ngāti Whātua,Ngāti Whātua o Ōrākei,Ngāti Tamaoho,Ngāti Tamaterā,Te Ākitai Waiohua | 1.76 | 2 |  |  |  | no | 5 | 1 | 1 | CCTV NOT Available or Over 30 Years Old & Soil Type Available | 2.7905 | 3 | 2 | 2 | 2.5 | Property Parcels | 1 |  | 1.5 | 1.045 | 0.4 | Diameter Used For Flow Approximation & Depth Available | 13.2552 | 8
1846 | 2016 | 17372 | 10006345 | 195783 | DSMAN | Manurewa Branch | Gravity | Pipe | Buried | OP | CONC | None | 1966-06-30 |  |  | dwg | SI | Transmission | Legacy | 2 |  |  | 4 | 450 | [5 empty] | 75730 | NA |  | 9.89 |  | WSL |  | Waikato,Ngāti Maru,Ngāti Tamaoho,Ngāti Whanaunga,Ngāti Tamaterā,Ngāti Pāoa,Ngāi Tai ki Tāmaki,Ngāti Hako,Te Ākitai Waiohua | 4 | 4 | 4 | 2009 | te puna wai | yes | 5 | 1 | 2 | CCTV Available (10-20 Years Old) & Soil Type Available | 2.7905 | 3 | 2 | 2 | 2.5 | Property Parcels | 1 |  | 1.5 | 1.045 | 0.4 | Diameter Used For Flow Approximation & Depth Available | 9.8854 | 18
3550 | 3823 | 904809 | 10087890 | 194912 | DSGRC | Greenhithe Central Branch Sewer TS21B | Gravity | Pipe | Buried | OP | CLS | None | 2000-03-01 |  |  | dwg | NI | Transmission | Legacy | 2 |  |  | 4 | 470 | [5 empty] | 64811 | NA |  | 6.08 |  | WSL |  | Te Kawerau a Maki,Ngāti Whātua,Ngāti Maru,Ngāti Whātua o Kaipara,Ngāti Whātua o Ōrākei,Ngāti Tamaoho,Ngāti Manuhiri,Ngāti Whanaunga,Ngāti Tamaterā,Ngāi Tai ki Tāmaki,Ngāti Hako,Te Ākitai Waiohua | 1.97 | 2 |  |  | CCTV app | yes | 5 | 3 | 1 | CCTV NOT Available or Over 30 Years Old & Soil Type Available | 2.7905 | 3 | 2 | 2 | 2.5 | Property Parcels | 1 | Significant Ecological Area - SEA_T_8406 | 1.5 | 1.045 | 0.4 | Diameter Used For Flow Approximation & Depth Available | 6.0809 | 8
4497 | 4799 | 4623368 | 10113153 | 198038 | DSSWN | Swanson Branch | Gravity | Pipe | Buried | OP | PE | None | 2012-10-03 |  |  | 0.1s | WI | Transmission | T0000421 | 2 |  |  | 4 | 407 | [5 empty] | 77745 | NA |  | 5.69 |  | WSL |  | Te Kawerau a Maki,Ngāti Whātua,Ngāti Whātua o Ōrākei,Ngāti Tamaoho,Ngāti Tamaterā,Te Ākitai Waiohua | 1.76 | 2 |  |  |  | no | 5 | 1 | 1 | CCTV NOT Available or Over 30 Years Old & Soil Type Available | 2.7905 | 3 | 2 | 2 | 2.5 | Property Parcels | 1 |  | 1.5 | 1.045 | 0.4 | Diameter Used For Flow Approximation & Depth Available | 5.6893 | 8
2922 | 3180 | 2538715 | 10080641 | 196844 | DSSWN | Swanson Branch | Gravity | Pipe | Buried | OP | PE | None | 2012-10-03 |  |  | 0.1s | WI | Transmission | T0000421 | 2 |  |  | 4 | 407 | [5 empty] | 77689 | NA |  | 5.18 |  | WSL |  | Te Kawerau a Maki,Ngāti Whātua,Ngāti Whātua o Ōrākei,Ngāti Tamaoho,Ngāti Tamaterā,Te Ākitai Waiohua | 1.76 | 2 |  |  |  | no | 5 | 1 | 1 | CCTV NOT Available or Over 30 Years Old & Soil Type Available | 2.7905 | 3 | 2 | 2 | 2.5 | Property Parcels | 1 |  | 1.5 | 1.045 | 0.4 | Diameter Used For Flow Approximation & Depth Available | 5.1754 | 8
3383 | 3652 | 930493 | 10089101 | 193046 | DPALM | Alma Pump Station | Gravity | Pipe | Buried | OP | CONC | None | 1961-01-01 |  |  | dwg | NI | Transmission | Legacy | 2 |  |  | 4 | 500 | [5 empty] | 62901 | NA |  | 4.34 |  | WSL |  | Te Kawerau a Maki,Ngāti Whātua,Ngāti Maru,Ngāti Whātua o Ōrākei,Ngāti Tamaoho,Ngāti Manuhiri,Te Patukirikiri,Ngāti Whanaunga,Ngāti Tamaterā,Ngāti Pāoa,Ngāi Tai ki Tāmaki,Ngāti Hako,Te Ākitai Waiohua | 3.17 | 3 |  |  |  | no | 5 | 1 | 3 | CCTV NOT Available or Over 30 Years Old & Soil Type Available | 2.7905 | 3 | 2 | 2 | 2.5 | Property Parcels | 1 |  | 1.5 | 1.045 | 0.4 | Diameter Used For Flow Approximation & Depth Available | 4.3385 | 14
4503 | 4805 | 4652145 | 10113719 | 316171 | DSSWN | Swanson Branch | Gravity | Pipe | Buried | OP | PE | None | 2018-12-14 |  |  | dwg | WI | Transmission | T0001477 | 2 |  |  | 4 | 400 | [5 empty] | 171011 | NA |  | 0.69 |  | WSL |  | Te Kawerau a Maki,Ngāti Whātua,Ngāti Whātua o Ōrākei,Ngāti Tamaoho,Ngāti Tamaterā,Te Ākitai Waiohua | 1.76 | 2 |  |  |  | no | 5 | 1 | 1 | CCTV NOT Available or Over 30 Years Old & Soil Type Available | 2.7905 | 3 | 2 | 2 | 2.5 | Property Parcels | 1 |  | 1.5 | 1.045 | 0.4 | Diameter Used For Flow Approximation & Depth Available | 0.68616 | 8
4444 | 4740 | 4522956 | 10106846 | 196258 | DSPKE | Pukekohe Branch Sewer | Gravity | Pipe | Exposed | OP | ELS | None | 2017-08-01 |  |  | 0.1s | SI | Transmission | T0001199 | 2 |  |  | 4 | 450 | [5 empty] | 76887 | NA |  | 35.5 |  | WSL |  |  | 1.59 | 2 |  |  |  | no | 3 | 3 | 1 | CCTV NOT Available or Over 30 Years Old & Soil Type Not Available | 2.7905 | 3 | 2 | 2 | 2.5 | Property Parcels | 1 |  | 1.5 | 1.045 | 0.4 | Diameter Used For Flow Approximation & Depth Available | 35.5005 | 8
4442 | 4738 | 4522954 | 10105097 | 196400 | DSPKE | Pukekohe Branch Sewer | Gravity | Pipe | Exposed | OP | ELS | None | 2017-08-01 |  |  | 0.1s | SI | Transmission | T0001199 | 2 |  |  | 4 | 450 | [5 empty] | 76885 | NA |  | 35.49 |  | WSL |  |  | 1.59 | 2 |  |  |  | no | 3 | 3 | 1 | CCTV NOT Available or Over 30 Years Old & Soil Type Not Available | 2.7905 | 3 | 2 | 2 | 2.5 | Property Parcels | 1 |  | 1.5 | 1.045 | 0.4 | Diameter Used For Flow Approximation & Depth Available | 35.4871 | 8
4443 | 4739 | 4522955 | 10106845 | 196602 | DSPKE | Pukekohe Branch Sewer | Gravity | Pipe | Exposed | OP | ELS | None | 2017-08-01 |  |  | 0.1s | SI | Transmission | T0001199 | 2 |  |  | 4 | 450 | [5 empty] | 76886 | NA |  | 35.49 |  | WSL |  |  | 1.59 | 2 |  |  |  | no | 3 | 3 | 1 | CCTV NOT Available or Over 30 Years Old & Soil Type Not Available | 2.7905 | 3 | 2 | 2 | 2.5 | Property Parcels | 1 |  | 1.5 | 1.045 | 0.4 | Diameter Used For Flow Approximation & Depth Available | 35.4871 | 8
3103 | 3364 | 912314 | 10088802 | 197726 | DSTPF | Takapuna Foreshore Branch Sewer TS6B | Gravity | Pipe | Buried | OP | CLS | None | 1940-01-01 |  |  | dwg | NI | Transmission | Legacy | 2 |  |  | 4 | 525 | [5 empty] | 65380 | NA |  | 21.26 |  | WSL |  | Te Kawerau a Maki,Ngāti Whātua,Ngāti Maru,Ngāti Whātua o Ōrākei,Ngāti Tamaoho,Ngāti Manuhiri,Te Patukirikiri,Ngāti Whanaunga,Ngāti Tamaterā,Ngāti Pāoa,Ngāi Tai ki Tāmaki,Ngāti Hako,Te Ākitai Waiohua | 3.81 | 4 | 3 | 2015 | te puna wai | no | 3 | 3 | 5 | CCTV Available (0-10 Years Old) & Soil Type Available | 2.7905 | 3 | 2 | 2 | 2.5 | Property Parcels, Safe Swim Beach | 1 | Place Of Historic Heritage - Merkesworth Castle | 1.5 | 1.045 | 0.4 | Diameter Used For Flow Approximation & Depth Available | 21.2625 | 18
3075 | 3336 | 903567 | 10090164 | 194324 | DSECB | East Coast Bays Branch Sewer TS7 | Gravity | Pipe | Buried | OP | CONC | None | 1966-01-01 |  |  | dwg | NI | Transmission | Legacy | 2 |  |  | 4 | 440 | [5 empty] | 64580 | NA |  | 6.49 |  | WSL |  | Te Kawerau a Maki,Ngāti Whātua,Ngāti Maru,Ngāti Whātua o Ōrākei,Ngāti Tamaoho,Ngāti Manuhiri,Te Patukirikiri,Ngāti Whanaunga,Ngāti Tamaterā,Ngāti Pāoa,Ngāi Tai ki Tāmaki,Ngāti Hako,Te Ākitai Waiohua | 3 | 3 | 3 | 2015 | te puna wai | no | 3 | 3 | 2 | CCTV Available (0-10 Years Old) & Soil Type Not Available | 2.7905 | 3 | 2 | 2 | 2.5 | Property Parcels | 1 |  | 1.5 | 1.045 | 0.4 | Diameter Used For Flow Approximation & Depth Available | 6.4889 | 14
3464 | 3737 | 934996 | 10089334 | 193929 | DSBAV | Bayview Branch Sewer TS13 | Gravity | Pipe | Buried | OP | CONC | None | 1972-01-01 |  |  | dwg | NI | Transmission | Legacy | 2 |  |  | 4 | 440 | [5 empty] | 64091 | NA |  | 5.71 |  | WSL |  | Te Kawerau a Maki,Ngāti Whātua,Ngāti Maru,Ngāti Whātua o Ōrākei,Ngāti Tamaoho,Ngāti Manuhiri,Ngāti Whanaunga,Ngāti Tamaterā,Ngāti Pāoa,Ngāi Tai ki Tāmaki,Ngāti Hako,Te Ākitai Waiohua | 2.08 | 2 |  |  | CCTV app | yes | 3 | 1 | 2 | CCTV NOT Available or Over 30 Years Old & Soil Type Available | 2.7905 | 3 | 2 | 2 | 2.5 | Property Parcels | 1 | Significant Ecological Area - SEA_T_8320 | 1.5 | 1.045 | 0.4 | Diameter Used For Flow Approximation & Depth Available | 5.7113 | 8
4341 | 4631 | 2642179 | 10095828 | 196082 | DSMSN | Massey North Branch | Gravity | Pipe | Buried | OP | PE | None | 2013-08-15 |  |  | dwg | WI | Transmission | T0000828 | 2 |  |  | 4 | 450 | [5 empty] | 75928 | NA |  | 394.56 |  | WSL |  | Te Kawerau a Maki,Ngāti Whātua,Ngāti Maru,Ngāti Whātua o Kaipara,Ngāti Whātua o Ōrākei,Ngāti Tamaoho,Ngāti Manuhiri,Ngāti Tamaterā,Ngāti Hako,Te Ākitai Waiohua | 1.21 | 1 |  |  |  | no | 1 | 3 | 1 | CCTV NOT Available or Over 30 Years Old & Soil Type Available | 2.7905 | 3 | 2 | 2 | 2.5 | Property Parcels | 1 |  | 1.5 | 1.045 | 0.4 | Diameter Used For Flow Approximation & Depth Available | 394.5632 | 4
4339 | 4629 | 2642178 | 10095827 | 195540 | DSMSN | Massey North Branch | Gravity | Pipe | Buried | OP | PE | None | 2013-08-15 |  |  | dwg | WI | Transmission | T0000828 | 2 |  |  | 4 | 450 | [5 empty] | 75926 | NA |  | 287.88 |  | WSL |  | Te Kawerau a Maki,Ngāti Whātua,Ngāti Maru,Ngāti Whātua o Kaipara,Ngāti Whātua o Ōrākei,Ngāti Tamaoho,Ngāti Manuhiri,Ngāti Tamaterā,Ngāti Hako,Te Ākitai Waiohua | 1.21 | 1 |  |  |  | no | 1 | 3 | 1 | CCTV NOT Available or Over 30 Years Old & Soil Type Available | 2.7905 | 3 | 2 | 2 | 2.5 | Property Parcels | 1 |  | 1.5 | 1.045 | 0.4 | Diameter Used For Flow Approximation & Depth Available | 287.8831 | 4
3162 | 3426 | 916868 | 10089922 | 194277 | DSCHH | Church House Branch Sewer TS21 | Gravity | Pipe | Buried | OP | CONC | None | 1990-01-01 |  |  | dwg | NI | Transmission | Legacy | 2 |  |  | 4 | 457 | [5 empty] | 64404 | NA |  | 93.74 |  | WSL |  | Te Kawerau a Maki,Ngāti Whātua,Ngāti Maru,Ngāti Whātua o Kaipara,Ngāti Whātua o Ōrākei,Ngāti Tamaoho,Ngāti Manuhiri,Ngāti Whanaunga,Ngāti Tamaterā,Ngāi Tai ki Tāmaki,Ngāti Hako,Te Ākitai Waiohua | 1.21 | 1 |  |  |  | no | 1 | 3 | 1 | CCTV NOT Available or Over 30 Years Old & Soil Type Available | 2.7905 | 3 | 2 | 2 | 2.5 | Property Parcels | 1 |  | 1.5 | 1.045 | 0.4 | Diameter Used For Flow Approximation & Depth Available | 93.7409 | 4
3374 | 3642 | 934321 | 10089923 | 194553 | DSCHH | Church House Branch Sewer TS21 | Gravity | Pipe | Buried | OP | CONC | None | 1990-01-01 |  |  | dwg | NI | Transmission | Legacy | 2 |  |  | 4 | 457 | [5 empty] | 64405 | NA |  | 69.53 |  | WSL |  | Te Kawerau a Maki,Ngāti Whātua,Ngāti Maru,Ngāti Whātua o Kaipara,Ngāti Whātua o Ōrākei,Ngāti Tamaoho,Ngāti Manuhiri,Ngāti Whanaunga,Ngāti Tamaterā,Ngāi Tai ki Tāmaki,Ngāti Hako,Te Ākitai Waiohua | 1.21 | 1 |  |  |  | no | 1 | 3 | 1 | CCTV NOT Available or Over 30 Years Old & Soil Type Available | 2.7905 | 3 | 2 | 2 | 2.5 | Property Parcels | 1 |  | 1.5 | 1.045 | 0.4 | Diameter Used For Flow Approximation & Depth Available | 69.5325 | 4
4337 | 4627 | 2642180 | 10095829 | 195385 | DSMSN | Massey North Branch | Gravity | Pipe | Buried | OP | PE | None | 2014-07-07 |  |  | dwg | WI | Transmission | T0000828 | 2 |  |  | 4 | 400 | [5 empty] | 75929 | NA |  | 46.04 |  | WSL |  | Te Kawerau a Maki,Ngāti Whātua,Ngāti Maru,Ngāti Whātua o Kaipara,Ngāti Whātua o Ōrākei,Ngāti Tamaoho,Ngāti Manuhiri,Ngāti Tamaterā,Ngāti Hako,Te Ākitai Waiohua | 1.21 | 1 |  |  |  | no | 1 | 3 | 1 | CCTV NOT Available or Over 30 Years Old & Soil Type Available | 2.7905 | 3 | 2 | 2 | 2.5 | Property Parcels | 1 |  | 1.5 | 1.045 | 0.4 | Diameter Used For Flow Approximation & Depth Available | 46.0365 | 4
3163 | 3427 | 918233 | 10088321 | 196098 | DSNCT | Northcote Branch Sewer TS8 | Gravity | Pipe | Buried | OP | CONC | None | 1962-01-01 |  |  | dwg | NI | Transmission | Legacy | 2 |  |  | 4 | 550 | [5 empty] | 65100 | NA |  | 29.94 |  | WSL |  | Te Kawerau a Maki,Ngāti Whātua,Ngāti Maru,Ngāti Whātua o Ōrākei,Ngāti Tamaoho,Ngāti Manuhiri,Te Patukirikiri,Ngāti Whanaunga,Ngāti Tamaterā,Ngāti Pāoa,Ngāi Tai ki Tāmaki,Ngāti Hako,Te Ākitai Waiohua | 2.41 | 2 |  |  |  | no | 1 | 1 | 3 | CCTV NOT Available or Over 30 Years Old & Soil Type Available | 2.7905 | 3 | 2 | 2 | 2.5 | Property Parcels | 1 |  | 1.5 | 1.045 | 0.4 | Diameter Used For Flow Approximation & Depth Available | 29.9442 | 8
4111 | 4393 | 931255 | 10089879 | 194397 | DSBYS | Bayswater Branch Sewer TS2A | Gravity | Pipe | Buried | OP | CONC | None | 1950-01-01 |  |  | dwg | NI | Transmission | Legacy | 2 |  |  | 4 | 457 | [5 empty] | 64379 | NA |  | 28.59 |  | WSL |  | Te Kawerau a Maki,Ngāti Whātua,Ngāti Maru,Ngāti Whātua o Ōrākei,Ngāti Tamaoho,Te Patukirikiri,Ngāti Whanaunga,Ngāti Tamaterā,Ngāti Pāoa,Ngāi Tai ki Tāmaki,Ngāti Hako,Te Ākitai Waiohua | 2.41 | 2 |  |  |  | no | 1 | 1 | 3 | CCTV NOT Available or Over 30 Years Old & Soil Type Available | 2.7905 | 3 | 2 | 2 | 2.5 | Property Parcels | 1 |  | 1.5 | 1.045 | 0.4 | Diameter Used For Flow Approximation & Depth Available | 28.5945 | 8
4707 | 744648 | 5716561 | 0 | 82736465 | DPHNG | PS 63 Hingaia | Gravity | Pipe | Buried | OP | PE | None | 2020-04-07 |  |  | 0.1s | SI | Transmission | 2012923.00 | 2 |  |  |  | 450 | ASBUILT | ASBUILT | ASBUILT | ASBUILT | CONS | 82735192 |  |  | 23.09 | ASBUILT | WSL |  | Waikato,Ngāti Maru,Ngāti Tamaoho,Ngāti Tamaterā,Ngāti Pāoa,Ngāi Tai ki Tāmaki,Ngāti Hako,Te Ākitai Waiohua | 1.21 | 1 |  |  |  | no | 1 | 3 | 1 | CCTV NOT Available or Over 30 Years Old & Soil Type Available | 2.7905 | 3 | 2 | 2 | 2.5 | Property Parcels | 1 |  | 1.5 | 1.045 | 0.4 | Diameter Used For Flow Approximation & Depth Available | 23.0924 | 4
4705 | 744638 | 5716532 | 0 | 82736443 | DPHNG | PS 63 Hingaia | Gravity | Pipe | Buried | OP | PE | None | 2020-04-07 |  |  | 0.1s | SI | Transmission | 2012923.00 | 2 |  |  |  | 450 | ASBUILT | ASBUILT | ASBUILT | ASBUILT | CONS | 82735191 |  |  | 21.82 | ASBUILT | WSL |  | Waikato,Ngāti Maru,Ngāti Tamaoho,Ngāti Tamaterā,Ngāti Pāoa,Ngāi Tai ki Tāmaki,Ngāti Hako,Te Ākitai Waiohua | 1.21 | 1 |  |  |  | no | 1 | 3 | 1 | CCTV NOT Available or Over 30 Years Old & Soil Type Available | 2.7905 | 3 | 2 | 2 | 2.5 | Property Parcels | 1 |  | 1.5 | 1.045 | 0.4 | Diameter Used For Flow Approximation & Depth Available | 21.8155 | 4
4467 | 4763 | 4537527 | 10087206 | 195383 | DSMSN | Massey North Branch | Gravity | Pipe | Buried | OP | PE | None | 2012-11-09 |  |  | dwg | WI | Transmission | T0000613 | 2 |  |  | 4 | 550 | [5 empty] | 75919 | NA |  | 16.18 |  | WSL |  | Te Kawerau a Maki,Ngāti Whātua,Ngāti Maru,Ngāti Whātua o Kaipara,Ngāti Whātua o Ōrākei,Ngāti Tamaoho,Ngāti Manuhiri,Ngāti Tamaterā,Ngāti Hako,Te Ākitai Waiohua | 1.21 | 1 |  |  |  | no | 1 | 3 | 1 | CCTV NOT Available or Over 30 Years Old & Soil Type Available | 2.7905 | 3 | 2 | 2 | 2.5 | Property Parcels | 1 |  | 1.5 | 1.045 | 0.4 | Diameter Used For Flow Approximation & Depth Available | 16.1777 | 4
3324 | 3591 | 918849 | 10089332 | 193683 | DSBAV | Bayview Branch Sewer TS13 | Gravity | Pipe | Buried | OP | CONC | None | 1972-01-01 |  |  | dwg | NI | Transmission | Legacy | 2 |  |  | 4 | 440 | [5 empty] | 64089 | NA |  | 15.62 |  | WSL |  | Te Kawerau a Maki,Ngāti Whātua,Ngāti Maru,Ngāti Whātua o Ōrākei,Ngāti Tamaoho,Ngāti Manuhiri,Ngāti Whanaunga,Ngāti Tamaterā,Ngāti Pāoa,Ngāi Tai ki Tāmaki,Ngāti Hako,Te Ākitai Waiohua | 1.71 | 2 |  |  | CCTV app | yes | 1 | 1 | 2 | CCTV NOT Available or Over 30 Years Old & Soil Type Available | 2.7905 | 3 | 2 | 2 | 2.5 | Property Parcels | 1 | Significant Ecological Area - SEA_T_8320 | 1.5 | 1.045 | 0.4 | Diameter Used For Flow Approximation & Depth Available | 15.6198 | 8
2748 | 2988 | 16398 | 10072220 | 194388 | DSBOT | Botany Branch | Gravity | Pipe | Buried | OP | PE | None | 1985-06-30 |  | 11.84 | 0.1s | TE | Transmission | DC10023 | 2 |  |  | 4 | 500 | [5 empty] | 74651 | NA |  | 14.39 |  | WSL |  | Waikato,Ngāti Maru,Ngāti Tamaoho,Ngāti Whanaunga,Ngāti Tamaterā,Ngāti Pāoa,Ngāi Tai ki Tāmaki,Ngāti Hako,Te Ākitai Waiohua | 2 | 2 | 2 | 2018 | te puna wai | no | 1 | 3 | 1 | CCTV Available (0-10 Years Old) & Soil Type Available | 2.7905 | 3 | 2 | 2 | 2.5 | Property Parcels | 1 |  | 1.5 | 1.045 | 0.4 | Diameter Used For Flow Approximation & Depth Available | 14.3861 | 8
2849 | 3101 | 1664461 | 10080921 | 193030 | DPWHN | PS 68 Whenuapai | Gravity | Pipe | Buried | OP | PE | None | 2013-08-15 |  |  | 0.1s | NI | Transmission | T0000435 | 2 |  |  | 4 | 400 | [5 empty] | 73531 | NA |  | 8.25 |  | WSL |  | Te Kawerau a Maki,Ngāti Whātua,Ngāti Maru,Ngāti Whātua o Kaipara,Ngāti Whātua o Ōrākei,Ngāti Tamaoho,Ngāti Manuhiri,Ngāti Tamaterā,Ngāti Hako,Te Ākitai Waiohua | 1.21 | 1 |  |  |  | no | 1 | 3 | 1 | CCTV NOT Available or Over 30 Years Old & Soil Type Available | 2.7905 | 3 | 2 | 2 | 2.5 | Property Parcels | 1 |  | 1.5 | 1.045 | 0.4 | Diameter Used For Flow Approximation & Depth Available | 8.2546 | 4
4468 | 4764 | 4537528 | 10087205 | 196080 | DSMSN | Massey North Branch | Gravity | Pipe | Buried | OP | PE | None | 2012-11-09 |  |  | dwg | WI | Transmission | T0000613 | 2 |  |  | 4 | 550 | [5 empty] | 75918 | NA |  | 6.84 |  | WSL |  | Te Kawerau a Maki,Ngāti Whātua,Ngāti Maru,Ngāti Whātua o Kaipara,Ngāti Whātua o Ōrākei,Ngāti Tamaoho,Ngāti Manuhiri,Ngāti Tamaterā,Ngāti Hako,Te Ākitai Waiohua | 1 | 1 |  |  |  | no | 1 | 1 | 1 | CCTV NOT Available or Over 30 Years Old & Soil Type Available | 2.7905 | 3 | 2 | 2 | 2.5 | Property Parcels | 1 |  | 1.5 | 1.045 | 0.4 | Diameter Used For Flow Approximation & Depth Available | 6.8413 | 4
4708 | 744659 | 5716558 | 0 | 82736460 | DPHNG | PS 63 Hingaia | Gravity | Pipe | Buried | OP | PE | None | 2020-04-07 |  |  | 0.1s | SI | Transmission | 2012923.00 | 2 |  |  |  | 450 | ASBUILT | ASBUILT | ASBUILT | ASBUILT | CONS | 82735190 |  |  | 4.37 | ASBUILT | WSL |  | Waikato,Ngāti Maru,Ngāti Tamaoho,Ngāti Tamaterā,Ngāti Pāoa,Ngāi Tai ki Tāmaki,Ngāti Hako,Te Ākitai Waiohua | 1.21 | 1 |  |  |  | no | 1 | 3 | 1 | CCTV NOT Available or Over 30 Years Old & Soil Type Available | 2.7905 | 3 | 2 | 2 | 2.5 | Property Parcels | 1 |  | 1.5 | 1.045 | 0.4 | Diameter Used For Flow Approximation & Depth Available | 4.3743 | 4
4706 | 744639 | 5716413 | 0 | 82736459 | DPHNG | PS 63 Hingaia | Gravity | Pipe | Buried | OP | PE | None | 2020-04-07 |  |  | 0.1s | SI | Transmission | 2012923.00 | 2 |  |  |  | 450 | ASBUILT | ASBUILT | ASBUILT | ASBUILT | CONS | 82735189 |  |  | 3.88 | ASBUILT | WSL |  | Waikato,Ngāti Maru,Ngāti Tamaoho,Ngāti Tamaterā,Ngāti Pāoa,Ngāi Tai ki Tāmaki,Ngāti Hako,Te Ākitai Waiohua | 1.21 | 1 |  |  |  | no | 1 | 3 | 1 | CCTV NOT Available or Over 30 Years Old & Soil Type Available | 2.7905 | 3 | 2 | 2 | 2.5 | Property Parcels | 1 |  | 1.5 | 1.045 | 0.4 | Diameter Used For Flow Approximation & Depth Available | 3.8841 | 4
4291 | 4578 | 2593288 | 10087726 | 192961 | DPMSN | PS 69 Massey North | Gravity | Pipe | Exposed | OP | PE | None | 2014-07-07 | 13.74 |  | dwg | WI | Transmission | T0000661 | 2 |  |  | 4 | 450 | [5 empty] | 71400 | NA |  | 1.55 |  | WSL |  | Te Kawerau a Maki,Ngāti Whātua,Ngāti Maru,Ngāti Whātua o Kaipara,Ngāti Whātua o Ōrākei,Ngāti Tamaoho,Ngāti Manuhiri,Ngāti Tamaterā,Ngāti Hako,Te Ākitai Waiohua | 1.21 | 1 |  |  |  | no | 1 | 3 | 1 | CCTV NOT Available or Over 30 Years Old & Soil Type Available | 2.7905 | 3 | 2 | 2 | 2.5 | Property Parcels | 1 |  | 1.5 | 1.045 | 0.4 | Diameter Used For Flow Approximation & Depth Available | 2.2993 | 4
3459 | 3732 | 933543 | 10089883 | 194398 | DSBYS | Bayswater Branch Sewer TS2A | Gravity | Pipe | Buried | OP | CONC | None | 1950-01-01 |  |  | dwg | NI | Transmission | Legacy | 2 |  |  | 4 | 457 | [5 empty] | 64383 | NA |  | 1.12 |  | WSL |  | Te Kawerau a Maki,Ngāti Whātua,Ngāti Maru,Ngāti Whātua o Ōrākei,Ngāti Tamaoho,Te Patukirikiri,Ngāti Whanaunga,Ngāti Tamaterā,Ngāti Pāoa,Ngāi Tai ki Tāmaki,Ngāti Hako,Te Ākitai Waiohua | 2.41 | 2 |  |  |  | no | 1 | 1 | 3 | CCTV NOT Available or Over 30 Years Old & Soil Type Available | 2.7905 | 3 | 2 | 2 | 2.5 | Property Parcels | 1 |  | 1.5 | 1.045 | 0.4 | Diameter Used For Flow Approximation & Depth Available | 1.1246 | 8
3609 | 3882 | 908739 | 10089952 | 194286 | DSCTB | Castor Bay Branch Sewer TS7A | Gravity | Pipe | Buried | OP | CONC | None | 1962-01-01 |  |  | dwg | NI | Transmission | Legacy | 2 |  |  | 4 | 440 | [5 empty] | 64419 | NA |  | 106.08 |  | WSL |  | Te Kawerau a Maki,Ngāti Whātua,Ngāti Maru,Ngāti Whātua o Ōrākei,Ngāti Tamaoho,Ngāti Manuhiri,Te Patukirikiri,Ngāti Whanaunga,Ngāti Tamaterā,Ngāti Pāoa,Ngāi Tai ki Tāmaki,Ngāti Hako,Te Ākitai Waiohua | 3.1 | 3 | 3 | 2015 | te puna wai | no | 5 | 1 | 3 | CCTV Available (0-10 Years Old) & Soil Type Available | 2.7887 | 3 | 1 | 2 | 2.5 | Property Parcels | 1 | Significant Ecological Area - SEA_T_8255 | 1.5 | 1.045 | 0.035222 | Modelled Flow Data Used & Depth Available | 106.0769 | 14
615 | 639 | 1662036 | 10074690 | 195727 | DSORM | Orakei Main Sewer | Gravity | Pipe | Buried | OP | CONC | None | 2012-04-01 | 3.43 | 3.43 | dwg | OM | Transmission | T0000132 | 1 |  |  | 4 | 2300 | [5 empty] | 76265 | NA |  | 47.42 |  | WSL |  | Te Kawerau a Maki,Ngāti Whātua,Ngāti Maru,Ngāti Whātua o Ōrākei,Ngāti Tamaoho,Te Patukirikiri,Ngāti Tamaterā,Ngāti Pāoa,Ngāi Tai ki Tāmaki,Ngāti Hako,Te Ākitai Waiohua | 1 | 1 | 1 | 2013 | CCTV Footage Review Log South_Latest.xls | no | 1 | 1 | 1 | CCTV Available (10-20 Years Old) & Soil Type Available | 2.7882 | 3 | 4 | 5 | 1 |  | 1 |  | 5 | 0.895 | 0.1181 | Modelled Flow Data Used & Depth Available | 47.4162 | 4
3042 | 3303 | 2095475 | 10090284 | 194330 | DSECD | East Coast Bays Diversion Branch Sewer TS32 | Gravity | Pipe | Buried | OP | PE | None | 2014-07-04 | 0.26 | -0.35 | 0.1s | NI | Transmission | R0003643 | 2 |  |  | 4 | 400 | [5 empty] | 64612 | NA |  | 9.63 |  | WSL |  | Te Kawerau a Maki,Ngāti Whātua,Ngāti Maru,Ngāti Whātua o Ōrākei,Ngāti Tamaoho,Ngāti Manuhiri,Te Patukirikiri,Ngāti Whanaunga,Ngāti Tamaterā,Ngāti Pāoa,Ngāi Tai ki Tāmaki,Ngāti Hako,Te Ākitai Waiohua | 1.59 | 2 |  |  |  | no | 3 | 3 | 1 | CCTV NOT Available or Over 30 Years Old & Soil Type Not Available | 2.7875 | 3 | 1 | 2 | 2.5 | Property Parcels | 1 |  | 1 | 1.025 | 0 | Modelled Flow Data Used & Depth Available | 9.6347 | 8
4775 | 747292 | 16995 | 10006356 | 195257 | DSMAN | Manurewa Branch | Gravity | Pipe | Buried | OP | CONC | None | 1966-06-30 | 16.06 | 15.54 | dwg | SI | Transmission | Legacy | 2 |  |  | 4 | 450 | [5 empty] | 75741 | NA |  | 61.45 |  | WSL |  | Waikato,Ngāti Maru,Ngāti Tamaoho,Ngāti Whanaunga,Ngāti Tamaterā,Ngāti Pāoa,Ngāi Tai ki Tāmaki,Ngāti Hako,Te Ākitai Waiohua | 1.51 | 2 | 1 | 2013 | te puna wai | no | 1 | 1 | 2 | CCTV Available (10-20 Years Old) & Soil Type Available | 2.7875 | 3 | 1 | 2 | 2.5 | Property Parcels | 1 |  | 1 | 1.025 | 0 | Modelled Flow Data Used & Depth Available | 61.4535 | 8
4030 | 4308 | 930503 | 10090305 | 194523 | DSGLF | Glenfield Branch Sewer TS4A | Gravity | Pipe | Buried | OP | CONC | None | 1959-01-01 |  |  | dwg | NI | Transmission | Legacy | 2 |  |  | 4 | 500 | [5 empty] | 64640 | NA |  | 67.29 |  | WSL |  | Te Kawerau a Maki,Ngāti Whātua,Ngāti Maru,Ngāti Whātua o Ōrākei,Ngāti Tamaoho,Ngāti Manuhiri,Te Patukirikiri,Ngāti Whanaunga,Ngāti Tamaterā,Ngāti Pāoa,Ngāi Tai ki Tāmaki,Ngāti Hako,Te Ākitai Waiohua | 2.67 | 3 | 2 | 2016 | te puna wai | no | 5 | 1 | 3 | CCTV Available (0-10 Years Old) & Soil Type Available | 2.7875 | 3 | 1 | 2 | 2.5 | Property Parcels | 1 |  | 1.5 | 1.045 | 0.036753 | Modelled Flow Data Used & Depth Available | 67.2901 | 14
1843 | 2010 | 15806 | 10006337 | 195781 | DSMAN | Manurewa Branch | Gravity | Pipe | Buried | OP | CONC | None | 1966-06-30 | 11.35 | 10.86 | dwg | SI | Transmission | Legacy | 2 |  |  | 4 | 470 | [5 empty] | 75727 | NA |  | 92.91 |  | WSL |  | Waikato,Ngāti Maru,Ngāti Tamaoho,Ngāti Whanaunga,Ngāti Tamaterā,Ngāti Pāoa,Ngāi Tai ki Tāmaki,Ngāti Hako,Te Ākitai Waiohua | 2.33 | 2 | 2 | 2009 | te puna wai | no | 5 | 1 | 2 | CCTV Available (10-20 Years Old) & Soil Type Available | 2.7871 | 3 | 1 | 2 | 2.5 | Property Parcels | 1 |  | 1 | 1.025 | 0.00049547 | Modelled Flow Data Used & Depth Available | 92.9056 | 8
1853 | 2027 | 15905 | 10006360 | 195258 | DSMAN | Manurewa Branch | Gravity | Pipe | Buried | OP | CONC | None | 1966-06-30 | 18.2 | 17.77 | dwg | SI | Transmission | Legacy | 2 |  |  | 4 | 450 | [5 empty] | 75745 | NA |  | 34.74 |  | WSL |  | Waikato,Ngāti Maru,Ngāti Tamaoho,Ngāti Whanaunga,Ngāti Tamaterā,Ngāti Pāoa,Ngāi Tai ki Tāmaki,Ngāti Hako,Te Ākitai Waiohua | 3 | 3 | 3 | 2010 | te puna wai | yes | 1 | 1 | 2 | CCTV Available (10-20 Years Old) & Soil Type Available | 2.7868 | 3 | 2 | 2 | 2.5 | Property Parcels | 1 |  | 1 | 1.025 | 0.017763 | Modelled Flow Data Used & Depth Available | 34.7436 | 14
1761 | 1921 | 15714 | 10006288 | 195240 | DSMAH | Mahia Branch | Gravity | Pipe | Buried | OP | CONC | None | 1969-06-30 | 3.32 | 2.34 | dwg | SI | Transmission | Legacy | 2 |  |  | 4 | 450 | [5 empty] | 75682 | NA |  | 166.39 |  | WSL |  | Waikato,Ngāti Maru,Ngāti Tamaoho,Ngāti Whanaunga,Ngāti Tamaterā,Ngāti Pāoa,Ngāi Tai ki Tāmaki,Ngāti Hako,Te Ākitai Waiohua | 2 | 2 | 2 | 2016 | te puna wai | no | 1 | 3 | 2 | CCTV Available (0-10 Years Old) & Soil Type Available | 2.7867 | 3 | 2 | 2 | 2.5 | Property Parcels | 1 |  | 1 | 1.025 | 0.020633 | Modelled Flow Data Used & Depth Available | 166.391 | 8
1760 | 1920 | 15713 | 10006287 | 195770 | DSMAH | Mahia Branch | Gravity | Pipe | Buried | OP | CONC | None | 1969-06-30 | 2.34 | 1.54 | dwg | SI | Transmission | Legacy | 2 |  |  | 4 | 450 | [5 empty] | 75681 | NA |  | 134.32 |  | WSL |  | Waikato,Ngāti Maru,Ngāti Tamaoho,Ngāti Whanaunga,Ngāti Tamaterā,Ngāti Pāoa,Ngāi Tai ki Tāmaki,Ngāti Hako,Te Ākitai Waiohua | 2 | 2 | 2 | 2016 | te puna wai | no | 1 | 1 | 2 | CCTV Available (0-10 Years Old) & Soil Type Available | 2.7867 | 3 | 2 | 2 | 2.5 | Property Parcels | 1 |  | 1 | 1.025 | 0.020652 | Modelled Flow Data Used & Depth Available | 134.3172 | 8
776 | 815 | 16388 | 10005175 | 194538 | DSBOT | Botany Branch | Gravity | Pipe | Buried | OP | CONC | None | 1985-06-30 | 8.51 | 7.87 | dwg | TE | Transmission | Legacy | 2 |  |  | 4 | 525 | [5 empty] | 74663 | NA |  | 168.04 |  | WSL |  | Waikato,Ngāti Maru,Ngāti Tamaoho,Ngāti Whanaunga,Ngāti Tamaterā,Ngāti Pāoa,Ngāi Tai ki Tāmaki,Ngāti Hako,Te Ākitai Waiohua | 2 | 2 | 2 | 2018 | te puna wai | no | 1 | 3 | 1 | CCTV Available (0-10 Years Old) & Soil Type Available | 2.7867 | 3 | 2 | 2 | 2.5 | Property Parcels | 1 |  | 1 | 1.025 | 0.021299 | Modelled Flow Data Used & Depth Available | 168.0383 | 8
2503 | 2721 | 40451 | 10006571 | 195380 | DSMSE | Mangere South East Branch | Gravity | Pipe | Buried | OP | VC | None | 2009-05-05 | 13.27 | 12.55 | 0.1s | EI | Transmission | DC09028 | 2 |  |  | 4 | 400 | [5 empty] | 75903 | NA |  | 95.64 |  | WSL |  | Waikato,Te Kawerau a Maki,Ngāti Maru,Ngāti Whātua o Ōrākei,Ngāti Tamaoho,Ngāti Tamaterā,Ngāi Tai ki Tāmaki,Ngāti Hako,Te Ākitai Waiohua | 1.15 | 1 | 1 | 2010 | te puna wai | no | 1 | 3 | 1 | CCTV Available (10-20 Years Old) & Soil Type Available | 2.7866 | 3 | 2 | 2 | 2.5 | Property Parcels | 1 |  | 1 | 1.025 | 0.024056 | Modelled Flow Data Used & Depth Available | 95.6354 | 4
2480 | 2697 | 40475 | 10006572 | 196078 | DSMSE | Mangere South East Branch | Gravity | Pipe | Buried | OP | VC | None | 2009-05-05 | 13.86 | 13.27 | 0.1s | EI | Transmission | DC09028 | 2 |  |  | 4 | 400 | [5 empty] | 75904 | NA |  | 102.1 |  | WSL |  | Waikato,Te Kawerau a Maki,Ngāti Maru,Ngāti Whātua o Ōrākei,Ngāti Tamaoho,Ngāti Tamaterā,Ngāi Tai ki Tāmaki,Ngāti Hako,Te Ākitai Waiohua | 1.15 | 1 | 1 | 2010 | te puna wai | no | 1 | 3 | 1 | CCTV Available (10-20 Years Old) & Soil Type Available | 2.7865 | 3 | 2 | 2 | 2.5 | Property Parcels | 1 |  | 1 | 1.025 | 0.026286 | Modelled Flow Data Used & Depth Available | 102.1007 | 4
2340 | 2551 | 14923 | 10006797 | 195831 | DSONE | Onehunga Branch | Gravity | Pipe | Buried | OP | CONC | None | 1962-06-30 | 19.01 | 18.75 | dwg | WI | Transmission | Legacy | 2 |  |  | 4 | 525 | [5 empty] | 76110 | NA |  | 57.77 |  | WSL |  | Waikato,Te Kawerau a Maki,Ngāti Whātua,Ngāti Maru,Ngāti Whātua o Ōrākei,Ngāti Tamaoho,Ngāti Tamaterā,Ngāti Pāoa,Ngāi Tai ki Tāmaki,Ngāti Hako,Te Ākitai Waiohua | 2.24 | 2 | 2 | 2021 | CCTV Footage Review Log South_Latest.xls | yes | 1 | 1 | 3 | CCTV Available (0-10 Years Old) & Soil Type Available | 2.7865 | 3 | 2 | 2 | 2.5 | Property Parcels | 1 | Aquifer - Mt Wellington Volcanic Aquifer | 1 | 1.025 | 0.026582 | Modelled Flow Data Used & Depth Available | 57.7735 | 8
753 | 791 | 15643 | 10004621 | 193565 | DSB09 | Branch 9 Mt Roskill | Gravity | Pipe | Buried | OP | CONC | None | 1965-06-30 | 50.8 | 50.56 | dwg | WI | Transmission | Legacy | 2 |  |  | 4 | 450 | [5 empty] | 74327 | NA |  | 47.77 |  | WSL |  | Waikato,Te Kawerau a Maki,Ngāti Whātua,Ngāti Maru,Ngāti Whātua o Ōrākei,Ngāti Tamaoho,Ngāti Tamaterā,Ngāi Tai ki Tāmaki,Ngāti Hako,Te Ākitai Waiohua | 2.27 | 2 | 2 | 2016 | CCTV Footage Review Log South_Latest.xls | no | 5 | 1 | 2 | CCTV Available (0-10 Years Old) & Soil Type Available | 2.7865 | 3 | 2 | 2 | 2.5 | Property Parcels | 1 | Aquifer - Auckland Isthmus Volcanic Aquifer | 1 | 1.025 | 0.027241 | Modelled Flow Data Used & Depth Available | 47.7669 | 8
1169 | 1237 | 15405 | 10004622 | 193421 | DSB09 | Branch 9 Mt Roskill | Gravity | Pipe | Buried | OP | CONC | None | 1965-06-30 | 50.85 | 50.8 | dwg | WI | Transmission | Legacy | 2 |  |  | 4 | 450 | [5 empty] | 74328 | NA |  | 32.78 |  | WSL |  | Waikato,Te Kawerau a Maki,Ngāti Whātua,Ngāti Maru,Ngāti Whātua o Ōrākei,Ngāti Tamaoho,Ngāti Tamaterā,Ngāi Tai ki Tāmaki,Ngāti Hako,Te Ākitai Waiohua | 2.27 | 2 | 2 | 2016 | CCTV Footage Review Log South_Latest.xls | no | 5 | 1 | 2 | CCTV Available (0-10 Years Old) & Soil Type Available | 2.7865 | 3 | 2 | 2 | 2.5 | Property Parcels | 1 | Aquifer - Auckland Isthmus Volcanic Aquifer | 1 | 1.025 | 0.027241 | Modelled Flow Data Used & Depth Available | 32.7819 | 8
1476 | 1576 | 15179 | 10004619 | 193809 | DSB09 | Branch 9 Mt Roskill | Gravity | Pipe | Buried | OP | CONC | None | 1965-06-30 | 50.46 | 50.32 | dwg | WI | Transmission | Legacy | 2 |  |  | 4 | 450 | [5 empty] | 74325 | NA |  | 70.58 |  | WSL |  | Waikato,Te Kawerau a Maki,Ngāti Whātua,Ngāti Maru,Ngāti Whātua o Ōrākei,Ngāti Tamaoho,Ngāti Tamaterā,Ngāi Tai ki Tāmaki,Ngāti Hako,Te Ākitai Waiohua | 2.27 | 2 | 2 | 2016 | CCTV Footage Review Log South_Latest.xls | no | 5 | 1 | 2 | CCTV Available (0-10 Years Old) & Soil Type Available | 2.7865 | 3 | 2 | 2 | 2.5 | Property Parcels | 1 | Aquifer - Auckland Isthmus Volcanic Aquifer | 1 | 1.025 | 0.027553 | Modelled Flow Data Used & Depth Available | 70.5753 | 8
1850 | 2022 | 16992 | 10006353 | 195634 | DSMAN | Manurewa Branch | Gravity | Pipe | Buried | OP | CONC | None | 1966-06-30 | 15.19 | 14.59 | dwg | SI | Transmission | Legacy | 2 |  |  | 4 | 450 | [5 empty] | 75738 | NA |  | 39.61 |  | WSL |  | Waikato,Ngāti Maru,Ngāti Tamaoho,Ngāti Whanaunga,Ngāti Tamaterā,Ngāti Pāoa,Ngāi Tai ki Tāmaki,Ngāti Hako,Te Ākitai Waiohua | 2 | 2 | 2 | 2010 | te puna wai | yes | 1 | 1 | 2 | CCTV Available (10-20 Years Old) & Soil Type Available | 2.7864 | 3 | 1 | 2 | 2.5 | Property Parcels | 1 |  | 1 | 1.025 | 0.0013995 | Modelled Flow Data Used & Depth Available | 39.6087 | 8
4770 | 747207 | 17227 | 10006352 | 195256 | DSMAN | Manurewa Branch | Gravity | Pipe | Buried | OP | CONC | None | 1966-06-30 | 14.59 | 14.12 | dwg | SI | Transmission | Legacy | 2 |  |  | 4 | 450 | [5 empty] | 75737 | NA |  | 33.73 |  | WSL |  | Waikato,Ngāti Maru,Ngāti Tamaoho,Ngāti Whanaunga,Ngāti Tamaterā,Ngāti Pāoa,Ngāi Tai ki Tāmaki,Ngāti Hako,Te Ākitai Waiohua | 2 | 2 | 2 | 2010 | te puna wai | no | 1 | 1 | 2 | CCTV Available (10-20 Years Old) & Soil Type Available | 2.7864 | 3 | 1 | 2 | 2.5 | Property Parcels | 1 |  | 1 | 1.025 | 0.0013995 | Modelled Flow Data Used & Depth Available | 33.7257 | 8
1197 | 1268 | 15170 | 10004606 | 193411 | DSB09 | Branch 9 Mt Roskill | Gravity | Pipe | Buried | OP | CONC | None | 1946-06-30 | 44.53 | 44.27 | dwg | WI | Transmission | Legacy | 2 |  |  | 4 | 525 | [5 empty] | 74311 | NA |  | 153.91 |  | WSL |  | Waikato,Te Kawerau a Maki,Ngāti Whātua,Ngāti Maru,Ngāti Whātua o Ōrākei,Ngāti Tamaoho,Ngāti Tamaterā,Ngāi Tai ki Tāmaki,Ngāti Hako,Te Ākitai Waiohua | 2.67 | 3 | 2 | 2016 | CCTV Footage Review Log South_Latest.xls | no | 5 | 1 | 3 | CCTV Available (0-10 Years Old) & Soil Type Available | 2.7863 | 3 | 2 | 2 | 2.5 | Property Parcels | 1 |  | 1 | 1.025 | 0.032273 | Modelled Flow Data Used & Depth Available | 153.9141 | 14
986 | 1042 | 16363 | 10005078 | 193899 | DSBBH | Bucklands Beach Branch | Gravity | Pipe | Buried | OP | CONC | None | 1966-06-30 | 15.6 | 15.27 | dwg | HI | Transmission | Legacy | 2 |  |  | 4 | 450 | [5 empty] | 74597 | NA |  | 89.09 |  | WSL |  | Waikato,Ngāti Maru,Ngāti Tamaoho,Te Patukirikiri,Ngāti Whanaunga,Ngāti Tamaterā,Ngāti Pāoa,Ngāi Tai ki Tāmaki,Ngāti Hako,Te Ākitai Waiohua | 2 | 2 | 2 | 2018 | te puna wai | no | 1 | 1 | 2 | CCTV Available (0-10 Years Old) & Soil Type Available | 2.7863 | 3 | 2 | 2 | 2.5 | Property Parcels | 1 |  | 1 | 1.025 | 0.033016 | Modelled Flow Data Used & Depth Available | 89.0935 | 8
1195 | 1266 | 15410 | 10004604 | 193653 | DSB09 | Branch 9 Mt Roskill | Gravity | Pipe | Buried | OP | CONC | None | 1946-06-30 | 44.03 | 43.69 | dwg | WI | Transmission | Legacy | 2 |  |  | 4 | 525 | [5 empty] | 74309 | NA |  | 138.05 |  | WSL |  | Waikato,Te Kawerau a Maki,Ngāti Whātua,Ngāti Maru,Ngāti Whātua o Ōrākei,Ngāti Tamaoho,Ngāti Tamaterā,Ngāi Tai ki Tāmaki,Ngāti Hako,Te Ākitai Waiohua | 2.67 | 3 | 2 | 2016 | CCTV Footage Review Log South_Latest.xls | no | 5 | 1 | 3 | CCTV Available (0-10 Years Old) & Soil Type Available | 2.7863 | 3 | 2 | 2 | 2.5 | Property Parcels | 1 |  | 1 | 1.025 | 0.033048 | Modelled Flow Data Used & Depth Available | 138.055 | 14
850 | 890 | 16360 | 10005075 | 193951 | DSBBH | Bucklands Beach Branch | Gravity | Pipe | Buried | OP | CONC | None | 1966-06-30 | 14.6 | 14.27 | dwg | HI | Transmission | Legacy | 2 |  |  | 4 | 450 | [5 empty] | 74594 | NA |  | 88.79 |  | WSL |  | Waikato,Ngāti Maru,Ngāti Tamaoho,Te Patukirikiri,Ngāti Whanaunga,Ngāti Tamaterā,Ngāti Pāoa,Ngāi Tai ki Tāmaki,Ngāti Hako,Te Ākitai Waiohua | 3 | 3 | 3 | 2018 | te puna wai | no | 5 | 1 | 2 | CCTV Available (0-10 Years Old) & Soil Type Available | 2.7863 | 3 | 2 | 2 | 2.5 | Property Parcels | 1 |  | 1 | 1.025 | 0.033097 | Modelled Flow Data Used & Depth Available | 88.7943 | 14
1105 | 1165 | 15524 | 10004834 | 193620 | DSB3D | Branch 3 Diversion | Gravity | Pipe | Buried | OP | CONC | None | 1992-07-01 | 38.87 | 32.49 | dwg | OM | Transmission | Legacy | 2 |  |  | 4 | 450 | [5 empty] | 74420 | NA |  | 70.83 |  | WSL |  | Waikato,Te Kawerau a Maki,Ngāti Whātua,Ngāti Maru,Ngāti Whātua o Ōrākei,Ngāti Tamaoho,Te Patukirikiri,Ngāti Tamaterā,Ngāti Pāoa,Ngāi Tai ki Tāmaki,Ngāti Hako,Te Ākitai Waiohua | 1 | 1 | 1 | 2012 | te puna wai | no | 1 | 1 | 1 | CCTV Available (10-20 Years Old) & Soil Type Available | 2.7862 | 3 | 2 | 2 | 2.5 | Property Parcels | 1 |  | 1 | 1.025 | 0.034039 | Modelled Flow Data Used & Depth Available | 70.8331 | 4
1104 | 1164 | 15523 | 10004835 | 193469 | DSB3D | Branch 3 Diversion | Gravity | Pipe | Buried | OP | ABS | None | 1992-07-01 | 42.89 | 38.87 | dwg | OM | Transmission | Legacy | 2 |  |  | 4 | 450 | [5 empty] | 74421 | NA |  | 50.56 |  | WSL |  | Waikato,Te Kawerau a Maki,Ngāti Whātua,Ngāti Maru,Ngāti Whātua o Ōrākei,Ngāti Tamaoho,Te Patukirikiri,Ngāti Tamaterā,Ngāti Pāoa,Ngāi Tai ki Tāmaki,Ngāti Hako,Te Ākitai Waiohua | 1 | 1 | 1 | 2012 | te puna wai | no | 1 | 1 | 1 | CCTV Available (10-20 Years Old) & Soil Type Available | 2.7862 | 3 | 2 | 2 | 2.5 | Property Parcels | 1 |  | 1 | 1.025 | 0.034039 | Modelled Flow Data Used & Depth Available | 50.5554 | 4
9 | 9 | 16174 | 10005987 | 195317 | DSHIN | Howick Interceptor | Gravity | Pipe | Buried | OP | CONC | None | 1964-06-30 | 19.62 | 18.85 | dwg | HI | Transmission | Legacy | 1 |  |  | 4 | 450 | [5 empty] | 75464 | NA |  | 98.92 |  | WSL |  | Waikato,Ngāti Maru,Ngāti Tamaoho,Te Patukirikiri,Ngāti Whanaunga,Ngāti Tamaterā,Ngāti Pāoa,Ngāi Tai ki Tāmaki,Ngāti Hako,Te Ākitai Waiohua | 3 | 3 | 3 | 2015 | CCTV Footage Review Log South_Latest.xls | no | 5 | 1 | 2 | CCTV Available (0-10 Years Old) & Soil Type Available | 2.7861 | 3 | 2 | 2 | 2.5 | Property Parcels | 1 |  | 1 | 1.025 | 0.037617 | Modelled Flow Data Used & Depth Available | 98.9247 | 14
10 | 10 | 16173 | 10005986 | 194792 | DSHIN | Howick Interceptor | Gravity | Pipe | Buried | OP | CONC | None | 1964-06-30 | 18.85 | 18.28 | dwg | HI | Transmission | Legacy | 1 |  |  | 4 | 450 | [5 empty] | 75463 | NA |  | 72.76 |  | WSL |  | Waikato,Ngāti Maru,Ngāti Tamaoho,Te Patukirikiri,Ngāti Whanaunga,Ngāti Tamaterā,Ngāti Pāoa,Ngāi Tai ki Tāmaki,Ngāti Hako,Te Ākitai Waiohua | 3 | 3 | 3 | 2015 | CCTV Footage Review Log South_Latest.xls | no | 5 | 1 | 2 | CCTV Available (0-10 Years Old) & Soil Type Available | 2.7861 | 3 | 2 | 2 | 2.5 | Property Parcels | 1 |  | 1 | 1.025 | 0.03782 | Modelled Flow Data Used & Depth Available | 72.7604 | 14
1849 | 2020 | 15947 | 10006350 | 195106 | DSMAN | Manurewa Branch | Gravity | Pipe | Buried | OP | CONC | None | 1966-06-30 | 13.98 | 13.44 | dwg | SI | Transmission | Legacy | 2 |  |  | 4 | 450 | [5 empty] | 75735 | NA |  | 87.47 |  | WSL |  | Waikato,Ngāti Maru,Ngāti Tamaoho,Ngāti Whanaunga,Ngāti Tamaterā,Ngāti Pāoa,Ngāi Tai ki Tāmaki,Ngāti Hako,Te Ākitai Waiohua | 3 | 3 | 3 | 2010 | te puna wai | yes | 1 | 1 | 2 | CCTV Available (10-20 Years Old) & Soil Type Available | 2.7853 | 3 | 1 | 2 | 2.5 | Property Parcels | 1 |  | 1 | 1.025 | 0.002754 | Modelled Flow Data Used & Depth Available | 87.4711 | 14
4773 | 747233 | 15948 | 10006351 | 195784 | DSMAN | Manurewa Branch | Gravity | Pipe | Buried | OP | CONC | None | 1966-06-30 | 14.12 | 13.98 | dwg | SI | Transmission | Legacy | 2 |  |  | 4 | 450 | [5 empty] | 75736 | NA |  | 10.69 |  | WSL |  | Waikato,Ngāti Maru,Ngāti Tamaoho,Ngāti Whanaunga,Ngāti Tamaterā,Ngāti Pāoa,Ngāi Tai ki Tāmaki,Ngāti Hako,Te Ākitai Waiohua | 2 | 2 | 2 | 2009 | te puna wai | no | 1 | 1 | 2 | CCTV Available (10-20 Years Old) & Soil Type Available | 2.7853 | 3 | 1 | 2 | 2.5 | Property Parcels | 1 |  | 1 | 1.025 | 0.002754 | Modelled Flow Data Used & Depth Available | 10.6882 | 8
1956 | 2141 | 16824 | 10008680 | 196940 | DSTEA | Te Atatu Branch | Gravity | Pipe | Buried | OP | CONC | None | 1966-06-30 | 13.89 | 13.75 | dwg | WI | Transmission | Legacy | 2 |  |  | 4 | 450 | [5 empty] | 77865 | NA |  | 59.74 |  | WSL |  | Te Kawerau a Maki,Ngāti Whātua,Ngāti Whātua o Ōrākei,Ngāti Tamaoho,Ngāti Tamaterā,Te Ākitai Waiohua | 2 | 2 | 2 | 2015 | CCTV Footage Review Log South_Latest.xls | no | 1 | 3 | 2 | CCTV Available (0-10 Years Old) & Soil Type Available | 2.7846 | 3 | 1 | 2 | 2.5 | Property Parcels | 1 |  | 1 | 1.025 | 0.0037257 | Modelled Flow Data Used & Depth Available | 59.7445 | 8
1958 | 2143 | 16823 | 10008679 | 197680 | DSTEA | Te Atatu Branch | Gravity | Pipe | Buried | OP | CONC | None | 1966-06-30 | 13.75 | 13.63 | dwg | WI | Transmission | Legacy | 2 |  |  | 4 | 450 | [5 empty] | 77864 | NA |  | 51.97 |  | WSL |  | Te Kawerau a Maki,Ngāti Whātua,Ngāti Whātua o Ōrākei,Ngāti Tamaoho,Ngāti Tamaterā,Te Ākitai Waiohua | 2 | 2 | 2 | 2015 | CCTV Footage Review Log South_Latest.xls | no | 1 | 3 | 2 | CCTV Available (0-10 Years Old) & Soil Type Available | 2.7841 | 3 | 1 | 2 | 2.5 | Property Parcels | 1 |  | 1 | 1.025 | 0.0043209 | Modelled Flow Data Used & Depth Available | 51.9716 | 8
1528 | 1641 | 15233 | 10004924 | 193889 | DSB9A | Branch 9A Owairaka | Gravity | Pipe | Buried | OP | CONC | None | 1992-07-01 | 44.93 | 44.75 | 0.1s | WI | Transmission | DC11003 | 2 |  |  | 4 | 450 | [5 empty] | 74485 | NA |  | 33.24 |  | WSL |  | Waikato,Te Kawerau a Maki,Ngāti Whātua,Ngāti Maru,Ngāti Whātua o Ōrākei,Ngāti Tamaoho,Ngāti Tamaterā,Ngāi Tai ki Tāmaki,Ngāti Hako,Te Ākitai Waiohua | 2 | 2 | 2 | 2012 | te puna wai | no | 1 | 1 | 1 | CCTV Available (10-20 Years Old) & Soil Type Available | 2.7823 | 3 | 1 | 2 | 2.5 | Property Parcels | 1 | Aquifer - Auckland Isthmus Volcanic Aquifer | 1 | 1.025 | 0.0066084 | Modelled Flow Data Used & Depth Available | 33.2445 | 8
991 | 1047 | 16456 | 10006191 | 195054 | DSKEL | Kelston Branch | Gravity | Pipe | Buried | OP | CONC | None | 1967-06-30 | 8.82 | 8.67 | dwg | WI | Transmission | Legacy | 2 |  |  | 4 | 525 | ASBUILT | ASBUILT | ASBUILT | ASBUILT | CONS | 75595 | NA |  | 62 | ASBUILT | WSL |  | Te Kawerau a Maki,Ngāti Whātua,Ngāti Whātua o Ōrākei,Ngāti Tamaoho,Ngāti Tamaterā,Te Ākitai Waiohua | 2 | 2 | 2 | 2017 | CCTV Footage Review Log South_Latest.xls | no | 1 | 3 | 2 | CCTV Available (0-10 Years Old) & Soil Type Available | 2.7815 | 3 | 1 | 2 | 2.5 | Property Parcels | 1 |  | 1 | 1.025 | 0.007609 | Modelled Flow Data Used & Depth Available | 62.0014 | 8
1643 | 1789 | 15212 | 10004912 | 193880 | DSB9A | Branch 9A Owairaka | Gravity | Pipe | Buried | OP | CONC | None | 1965-06-30 | 41.74 | 41.4 | dwg | WI | Transmission | Legacy | 2 |  |  | 4 | 450 | [5 empty] | 74471 | NA |  | 101.78 |  | WSL |  | Waikato,Te Kawerau a Maki,Ngāti Whātua,Ngāti Maru,Ngāti Whātua o Ōrākei,Ngāti Tamaoho,Ngāti Tamaterā,Ngāi Tai ki Tāmaki,Ngāti Hako,Te Ākitai Waiohua | 2.33 | 2 | 2 | 2012 | te puna wai | no | 5 | 1 | 2 | CCTV Available (10-20 Years Old) & Soil Type Available | 2.7803 | 3 | 1 | 2 | 2.5 | Property Parcels | 1 | Significant Ecological Area - SEA_T_6017 | 1 | 1.025 | 0.0091308 | Modelled Flow Data Used & Depth Available | 101.7832 | 8
1785 | 1946 | 16049 | 10005526 | 194460 | DSFLB | Flat Bush Branch | Gravity | Pipe | Buried | OP | CONC | None | 1986-06-30 | 7.31 | 7.03 | dwg | SI | Transmission | Legacy | 2 |  |  | 4 | 450 | [5 empty] | 74984 | NA |  | 117.13 |  | WSL |  | Waikato,Te Kawerau a Maki,Ngāti Maru,Ngāti Tamaoho,Ngāti Whanaunga,Ngāti Tamaterā,Ngāti Pāoa,Ngāi Tai ki Tāmaki,Ngāti Hako,Te Ākitai Waiohua | 1.18 | 1 | 1 | 2003 | CCTV Footage Review Log South_Latest.xls | no | 1 | 3 | 1 | CCTV Available (20-30 Years Old) & Soil Type Available | 2.7787 | 3 | 1 | 2 | 2.5 | Property Parcels | 1 |  | 1 | 1.025 | 0.011132 | Modelled Flow Data Used & Depth Available | 117.1261 | 4
2524 | 2744 | 15037 | 10005581 | 194470 | DSGLD | Glendowie Branch | Gravity | Pipe | Buried | OP | CONC | None | 1966-06-30 | 6.78 | 6.52 | dwg | EI | Transmission | Legacy | 2 |  |  | 4 | 450 | [5 empty] | 75041 | NA |  | 87.85 |  | WSL |  | Waikato,Te Kawerau a Maki,Ngāti Whātua,Ngāti Maru,Ngāti Whātua o Ōrākei,Ngāti Tamaoho,Te Patukirikiri,Ngāti Whanaunga,Ngāti Tamaterā,Ngāti Pāoa,Ngāi Tai ki Tāmaki,Ngāti Hako,Te Ākitai Waiohua | 3 | 3 | 3 | 2011 | CCTV Footage Review Log South_Latest.xls | no | 1 | 3 | 2 | CCTV Available (10-20 Years Old) & Soil Type Available | 2.7763 | 3 | 1 | 2 | 2.5 | Property Parcels | 1 |  | 1 | 1.025 | 0.01424 | Modelled Flow Data Used & Depth Available | 87.851 | 14
671 | 700 | 15043 | 10005587 | 194620 | DSGLD | Glendowie Branch | Gravity | Pipe | Buried | OP | CONC | None | 1966-06-30 | 22.98 | 22.79 | dwg | EI | Transmission | Legacy | 2 |  |  | 4 | 450 | [5 empty] | 75047 | NA |  | 44.08 |  | WSL |  | Waikato,Te Kawerau a Maki,Ngāti Whātua,Ngāti Maru,Ngāti Whātua o Ōrākei,Ngāti Tamaoho,Te Patukirikiri,Ngāti Whanaunga,Ngāti Tamaterā,Ngāti Pāoa,Ngāi Tai ki Tāmaki,Ngāti Hako,Te Ākitai Waiohua | 3 | 3 | 3 | 2011 | CCTV Footage Review Log South_Latest.xls | no | 1 | 1 | 2 | CCTV Available (10-20 Years Old) & Soil Type Available | 2.7763 | 3 | 1 | 2 | 2.5 | Property Parcels | 1 |  | 1 | 1.025 | 0.014243 | Modelled Flow Data Used & Depth Available | 44.0836 | 14
2000 | 2187 | 15932 | 10009488 | 197824 | DSWIR | Wiri Branch | Gravity | Pipe | Buried | OP | CONC | None | 1971-06-30 | 28.02 | 27.13 | dwg | SI | Transmission | Legacy | 2 |  |  | 4 | 470 | [5 empty] | 78592 | NA |  | 141.33 |  | WSL |  | Waikato,Te Kawerau a Maki,Ngāti Maru,Ngāti Tamaoho,Ngāti Whanaunga,Ngāti Tamaterā,Ngāti Pāoa,Ngāi Tai ki Tāmaki,Ngāti Hako,Te Ākitai Waiohua | 2.48 | 2 | 2 | 2004 | te puna wai | no | 5 | 3 | 2 | CCTV Available (10-20 Years Old) & Soil Type Available | 2.7755 | 3 | 1 | 2 | 2.5 | Property Parcels | 1 |  | 1 | 1.025 | 0.015289 | Modelled Flow Data Used & Depth Available | 141.3321 | 8
2315 | 2526 | 15139 | 10004411 | 193606 | DSB07 | Branch 7 Arch Hill | Gravity | Pipe | Buried | OP | CONC | None | 1976-06-30 | 25.22 | 24.41 | dwg | OM | Transmission | Legacy | 2 |  |  | 4 | 450 | [5 empty] | 74184 | NA |  | 50.18 |  | WSL |  | Te Kawerau a Maki,Ngāti Whātua,Ngāti Maru,Ngāti Whātua o Ōrākei,Ngāti Tamaoho,Te Patukirikiri,Ngāti Tamaterā,Ngāti Pāoa,Ngāi Tai ki Tāmaki,Ngāti Hako,Te Ākitai Waiohua | 1.51 | 2 | 1 | 2011 | te puna wai | no | 1 | 1 | 2 | CCTV Available (10-20 Years Old) & Soil Type Available | 2.7754 | 3 | 1 | 2 | 2.5 | Property Parcels | 1 |  | 1 | 1.025 | 0.015331 | Modelled Flow Data Used & Depth Available | 50.1805 | 8
1855 | 2029 | 15907 | 10006362 | 195109 | DSMAN | Manurewa Branch | Gravity | Pipe | Buried | OP | CONC | None | 1966-06-30 | 19.53 | 18.95 | dwg | SI | Transmission | Legacy | 2 |  |  | 4 | 450 | [5 empty] | 75747 | NA |  | 54.25 |  | WSL |  | Waikato,Ngāti Maru,Ngāti Tamaoho,Ngāti Whanaunga,Ngāti Tamaterā,Ngāti Pāoa,Ngāi Tai ki Tāmaki,Ngāti Hako,Te Ākitai Waiohua | 2.33 | 2 | 2 | 2009 | te puna wai | yes | 5 | 1 | 2 | CCTV Available (10-20 Years Old) & Soil Type Available | 2.775 | 3 | 1 | 2 | 2.5 | Property Parcels | 1 |  | 1 | 1.025 | 0.015929 | Modelled Flow Data Used & Depth Available | 54.2537 | 8
1110 | 1170 | 15537 | 10004738 | 193443 | DSB1B | Branch 1B Ellerslie | Gravity | Pipe | Buried | OP | CONC | CIP | 1926-06-30 | 38.56 | 38.2 | dwg | OM | Transmission | Legacy | 2 |  |  | 4 | 450 | [5 empty] | 74366 | NA |  | 197.6 |  | WSL |  | Waikato,Te Kawerau a Maki,Ngāti Whātua,Ngāti Maru,Ngāti Whātua o Ōrākei,Ngāti Tamaoho,Ngāti Tamaterā,Ngāti Pāoa,Ngāi Tai ki Tāmaki,Ngāti Hako,Te Ākitai Waiohua | 2 | 2 | 2 | 2016 | te puna wai | no | 5 | 1 | 1 | CCTV Available (0-10 Years Old) & Soil Type Available | 2.7725 | 3 | 2 | 2 | 2.5 | Property Parcels | 1 |  | 1 | 1.025 | 0.4 | Diameter Used For Flow Approximation & Depth Available | 197.5962 | 8
1112 | 1172 | 15539 | 10004740 | 193686 | DSB1B | Branch 1B Ellerslie | Gravity | Pipe | Buried | OP | CONC | CIP | 1926-06-30 | 39.14 | 38.85 | dwg | OM | Transmission | Legacy | 2 |  |  | 4 | 450 | [5 empty] | 74368 | NA |  | 161.09 |  | WSL |  | Waikato,Te Kawerau a Maki,Ngāti Whātua,Ngāti Maru,Ngāti Whātua o Ōrākei,Ngāti Tamaoho,Ngāti Tamaterā,Ngāti Pāoa,Ngāi Tai ki Tāmaki,Ngāti Hako,Te Ākitai Waiohua | 2 | 2 | 2 | 2016 | te puna wai | no | 5 | 1 | 1 | CCTV Available (0-10 Years Old) & Soil Type Available | 2.7725 | 3 | 2 | 2 | 2.5 | Property Parcels | 1 | Aquifer - Onehunga Volcanic Aquifer | 1 | 1.025 | 0.4 | Diameter Used For Flow Approximation & Depth Available | 161.0897 | 8
1111 | 1171 | 15538 | 10004739 | 193833 | DSB1B | Branch 1B Ellerslie | Gravity | Pipe | Buried | OP | CONC | CIP | 1926-06-30 | 38.85 | 38.56 | dwg | OM | Transmission | Legacy | 2 |  |  | 4 | 450 | [5 empty] | 74367 | NA |  | 160.47 |  | WSL |  | Waikato,Te Kawerau a Maki,Ngāti Whātua,Ngāti Maru,Ngāti Whātua o Ōrākei,Ngāti Tamaoho,Ngāti Tamaterā,Ngāti Pāoa,Ngāi Tai ki Tāmaki,Ngāti Hako,Te Ākitai Waiohua | 2 | 2 | 2 | 2016 | te puna wai | no | 5 | 1 | 1 | CCTV Available (0-10 Years Old) & Soil Type Available | 2.7725 | 3 | 2 | 2 | 2.5 | Property Parcels | 1 | Aquifer - Onehunga Volcanic Aquifer | 1 | 1.025 | 0.4 | Diameter Used For Flow Approximation & Depth Available | 160.4686 | 8
1656 | 1803 | 15226 | 10004918 | 193637 | DSB9A | Branch 9A Owairaka | Gravity | Pipe | Buried | OP | CONC | None | 1965-06-30 | 43.3 | 43.12 | dwg | WI | Transmission | DC11003 | 2 |  |  | 4 | 450 | [5 empty] | 74477 | NA |  | 72.22 |  | WSL |  | Waikato,Te Kawerau a Maki,Ngāti Whātua,Ngāti Maru,Ngāti Whātua o Ōrākei,Ngāti Tamaoho,Ngāti Tamaterā,Ngāi Tai ki Tāmaki,Ngāti Hako,Te Ākitai Waiohua | 2.33 | 2 | 2 | 2012 | te puna wai | no | 5 | 1 | 2 | CCTV Available (10-20 Years Old) & Soil Type Available | 2.7725 | 3 | 2 | 2 | 2.5 | Property Parcels | 1 | Aquifer - Auckland Isthmus Volcanic Aquifer | 1 | 1.025 | 0.4 | Diameter Used For Flow Approximation & Depth Available | 72.2196 | 8
4685 | 744145 | 5712218 | 0 | 82714233 | DSLWD | Lawsons Creek Branch Sewer Duplication | Gravity | Pipe | Buried | OP | GRP | None | 2021-04-08 | 8.57 | 8.38 | 0.1s | WI | Transmission | 2013009.00 | 2 |  |  |  | 428 | ASBUILT | ASBUILT | ASBUILT | ASBUILT | CONS | 82677399 |  |  | 27.77 | ASBUILT | WSL |  | Te Kawerau a Maki,Ngāti Whātua,Ngāti Maru,Ngāti Whātua o Ōrākei,Ngāti Tamaoho,Ngāti Tamaterā,Ngāti Hako,Te Ākitai Waiohua | 1.97 | 2 |  |  |  | no | 5 | 3 | 1 | CCTV NOT Available or Over 30 Years Old & Soil Type Available | 2.7725 | 3 | 2 | 2 | 2.5 | Property Parcels | 1 | Significant Ecological Area - SEA_T_4661 | 1 | 1.025 | 0.4 | Diameter Used For Flow Approximation & Depth Available | 27.7672 | 8
4699 | 744305 | 5714024 | 0 | 82714711 | DSLWD | Lawsons Creek Branch Sewer Duplication | Gravity | Pipe | Buried | OP | PE | None | 2021-04-08 | 8.69 | 8.6 | 0.1s | WI | Transmission | 2013009.00 | 2 |  |  |  | 500 | ASBUILT | ASBUILT | ASBUILT | ASBUILT | CONS | 82677400 |  |  | 22.73 | ASBUILT | WSL |  | Te Kawerau a Maki,Ngāti Whātua,Ngāti Maru,Ngāti Whātua o Ōrākei,Ngāti Tamaoho,Ngāti Tamaterā,Ngāti Hako,Te Ākitai Waiohua | 1.97 | 2 |  |  |  | no | 5 | 3 | 1 | CCTV NOT Available or Over 30 Years Old & Soil Type Available | 2.7725 | 3 | 2 | 2 | 2.5 | Property Parcels | 1 | Significant Ecological Area - SEA_T_4661 | 1 | 1.025 | 0.4 | Diameter Used For Flow Approximation & Depth Available | 22.7314 | 8
1539 | 1657 | 24925 | 10004747 | 193841 | DSB1B | Branch 1B Ellerslie | Gravity | Pipe | Buried | OP | CONC | None | 2006-04-20 | 41.44 | 41.43 | 0.1s | OM | Transmission | DC06024 | 2 |  |  | 4 | 450 | [5 empty] | 74375 | NA |  | 1.88 |  | WSL |  | Waikato,Te Kawerau a Maki,Ngāti Whātua,Ngāti Maru,Ngāti Whātua o Ōrākei,Ngāti Tamaoho,Ngāti Tamaterā,Ngāti Pāoa,Ngāi Tai ki Tāmaki,Ngāti Hako,Te Ākitai Waiohua | 2 | 2 | 2 | 2016 | te puna wai | no | 3 | 3 | 1 | CCTV Available (0-10 Years Old) & Soil Type Available | 2.7725 | 3 | 2 | 2 | 2.5 | Property Parcels | 1 | Aquifer - Onehunga Volcanic Aquifer | 1 | 1.025 | 0.4 | Diameter Used For Flow Approximation & Depth Available | 1.8787 | 8
2745 | 2985 | 40476 | 10005165 | 194385 | DSBOT | Botany Branch | Gravity | Pipe | Buried | OP | PE | None | 2009-10-01 | 14.6 | 11.62 | 0.1s | TE | Transmission | DC10023 | 2 |  |  | 4 | 500 | [5 empty] | 74653 | NA |  | 199.62 |  | WSL |  | Waikato,Ngāti Maru,Ngāti Tamaoho,Ngāti Whanaunga,Ngāti Tamaterā,Ngāti Pāoa,Ngāi Tai ki Tāmaki,Ngāti Hako,Te Ākitai Waiohua | 1.12 | 1 | 1 | 2018 | te puna wai | no | 1 | 3 | 1 | CCTV Available (0-10 Years Old) & Soil Type Available | 2.7725 | 3 | 2 | 2 | 2.5 | Property Parcels | 1 |  | 1 | 1.025 | 0.4 | Diameter Used For Flow Approximation & Depth Available | 199.6235 | 4
4346 | 4636 | 2643025 | 10095820 | 195384 | DSMSN | Massey North Branch | Gravity | Pipe | Buried | OP | PE | None | 2013-08-15 | 24.46 | 21.04 | 0.1s | WI | Transmission | T0000828 | 2 |  |  | 4 | 560 | [5 empty] | 75923 | NA |  | 186.99 |  | WSL |  | Te Kawerau a Maki,Ngāti Whātua,Ngāti Maru,Ngāti Whātua o Kaipara,Ngāti Whātua o Ōrākei,Ngāti Tamaoho,Ngāti Manuhiri,Ngāti Tamaterā,Ngāti Hako,Te Ākitai Waiohua | 1.21 | 1 |  |  |  | no | 1 | 3 | 1 | CCTV NOT Available or Over 30 Years Old & Soil Type Available | 2.7725 | 3 | 2 | 2 | 2.5 | Property Parcels | 1 |  | 1 | 1.025 | 0.4 | Diameter Used For Flow Approximation & Depth Available | 186.989 | 4
4604 | 704451 | 5058492 | 0 | 81191246 | DSNSD | Northside Drive Branch Sewer | Gravity | Pipe | Buried | OP | PE | None | 2020-09-30 | 48.98 | 45.5 | 0.1s | NI | Transmission | 2013013 | 2 |  |  |  | 400 | ASBUILT | ASBUILT | ASBUILT | ASBUILT | CONS | 81190984 |  | DSNSD-D82-PIPE121 | 126.6 | ASBUILT | WSL |  | Te Kawerau a Maki,Ngāti Whātua,Ngāti Whātua o Kaipara,Ngāti Whātua o Ōrākei,Ngāti Tamaoho,Ngāti Manuhiri,Ngāti Tamaterā,Te Ākitai Waiohua | 1.21 | 1 |  |  |  | no | 1 | 3 | 1 | CCTV NOT Available or Over 30 Years Old & Soil Type Available | 2.7725 | 3 | 2 | 2 | 2.5 | Property Parcels | 1 |  | 1 | 1.025 | 0.4 | Diameter Used For Flow Approximation & Depth Available | 126.5959 | 4
843 | 883 | 15517 | 10004071 | 193357 | DSB01 | Branch 1 Remuera | Gravity | Pipe | Encased | OP | VC | None | 1910-06-30 | 31.23 | 29.36 | dwg | OM | Transmission | Legacy | 2 | 31.23 |  | 4 | 450 |  |  |  |  | CONS | 73925 | NA |  | 126.5 |  | WSL |  | Waikato,Te Kawerau a Maki,Ngāti Whātua,Ngāti Maru,Ngāti Whātua o Ōrākei,Ngāti Tamaoho,Te Patukirikiri,Ngāti Tamaterā,Ngāti Pāoa,Ngāi Tai ki Tāmaki,Ngāti Hako,Te Ākitai Waiohua | 3.07 | 3 | 3 | 2018 | te puna wai | yes | 1 | 1 | 4 | CCTV Available (0-10 Years Old) & Soil Type Available | 2.7725 | 3 | 2 | 2 | 2.5 | Property Parcels | 1 |  | 1 | 1.025 | 0.4 | Diameter Used For Flow Approximation & Depth Available | 126.4966 | 14
4345 | 4635 | 2643028 | 10095817 | 195925 | DSMSN | Massey North Branch | Gravity | Pipe | Buried | OP | PE | None | 2013-08-15 | 11.48 | 7.39 | 0.1s | WI | Transmission | T0000828 | 2 |  |  | 4 | 560 | [5 empty] | 75920 | NA |  | 117.17 |  | WSL |  | Te Kawerau a Maki,Ngāti Whātua,Ngāti Maru,Ngāti Whātua o Kaipara,Ngāti Whātua o Ōrākei,Ngāti Tamaoho,Ngāti Manuhiri,Ngāti Tamaterā,Ngāti Hako,Te Ākitai Waiohua | 1.21 | 1 |  |  |  | no | 1 | 3 | 1 | CCTV NOT Available or Over 30 Years Old & Soil Type Available | 2.7725 | 3 | 2 | 2 | 2.5 | Property Parcels | 1 |  | 1 | 1.025 | 0.4 | Diameter Used For Flow Approximation & Depth Available | 117.1673 | 4
4689 | 744152 | 5712220 | 0 | 82714234 | DSLWD | Lawsons Creek Branch Sewer Duplication | Gravity | Pipe | Buried | OP | PE | None | 2021-04-08 | 8.35 | 8.15 | 0.1s | WI | Transmission | 2013009.00 | 2 |  |  |  | 400 | ASBUILT | ASBUILT | ASBUILT | ASBUILT | CONS | 82677398 |  |  | 39.86 | ASBUILT | WSL |  | Te Kawerau a Maki,Ngāti Whātua,Ngāti Maru,Ngāti Whātua o Ōrākei,Ngāti Tamaoho,Ngāti Tamaterā,Ngāti Hako,Te Ākitai Waiohua | 1.21 | 1 |  |  |  | no | 1 | 3 | 1 | CCTV NOT Available or Over 30 Years Old & Soil Type Available | 2.7725 | 3 | 2 | 2 | 2.5 | Property Parcels | 1 |  | 1 | 1.025 | 0.4 | Diameter Used For Flow Approximation & Depth Available | 39.8646 | 4
1953 | 2138 | 24931 | 10004749 | 193597 | DSB1B | Branch 1B Ellerslie | Gravity | Pipe | Buried | OP | CONC | None | 2006-04-20 | 41.6 | 41.54 | 0.1s | OM | Transmission | DC06024 | 2 |  |  | 4 | 450 | [5 empty] | 74377 | NA |  | 28.93 |  | WSL |  | Waikato,Te Kawerau a Maki,Ngāti Whātua,Ngāti Maru,Ngāti Whātua o Ōrākei,Ngāti Tamaoho,Ngāti Tamaterā,Ngāti Pāoa,Ngāi Tai ki Tāmaki,Ngāti Hako,Te Ākitai Waiohua | 2 | 2 | 2 | 2016 | te puna wai | no | 1 | 1 | 1 | CCTV Available (0-10 Years Old) & Soil Type Available | 2.7725 | 3 | 2 | 2 | 2.5 | Property Parcels | 1 | Aquifer - Onehunga Volcanic Aquifer | 1 | 1.025 | 0.4 | Diameter Used For Flow Approximation & Depth Available | 28.9253 | 8
2909 | 3167 | 2101989 | 10084296 | 196001 | DSPAN | Papakura North Branch | Gravity | Pipe | Buried | OP | PE | None | 2012-08-01 | 6.43 | 6.39 | dwg | SI | Transmission | Legacy | 2 |  |  | 4 | 450 | [5 empty] | 76588 | NA |  | 28.26 |  | WSL |  | Waikato,Ngāti Maru,Ngāti Tamaoho,Ngāti Whanaunga,Ngāti Tamaterā,Ngāti Pāoa,Ngāi Tai ki Tāmaki,Ngāti Hako,Te Ākitai Waiohua | 1.21 | 1 |  |  |  | no | 1 | 3 | 1 | CCTV NOT Available or Over 30 Years Old & Soil Type Available | 2.7725 | 3 | 2 | 2 | 2.5 | Property Parcels | 1 |  | 1 | 1.025 | 0.4 | Diameter Used For Flow Approximation & Depth Available | 28.2567 | 4
4603 | 704449 | 5058490 | 0 | 81191245 | DSNSD | Northside Drive Branch Sewer | Gravity | Pipe | Buried | OP | PE | None | 2020-09-30 | 52 | 51.91 | 0.1s | NI | Transmission | 2013013 | 2 |  |  |  | 500 | ASBUILT | ASBUILT | ASBUILT | ASBUILT | CONS | 81190992 |  | DSNSD-D82-PIPE131 | 6.15 | ASBUILT | WSL |  | Te Kawerau a Maki,Ngāti Whātua,Ngāti Whātua o Kaipara,Ngāti Whātua o Ōrākei,Ngāti Tamaoho,Ngāti Manuhiri,Ngāti Tamaterā,Te Ākitai Waiohua | 1.21 | 1 |  |  |  | no | 1 | 3 | 1 | CCTV NOT Available or Over 30 Years Old & Soil Type Available | 2.7725 | 3 | 2 | 2 | 2.5 | Property Parcels | 1 |  | 1 | 1.025 | 0.4 | Diameter Used For Flow Approximation & Depth Available | 6.152 | 4
3663 | 3938 | 943244 | 10090162 | 194140 | DSECB | East Coast Bays Branch Sewer TS7 | Gravity | Pipe | Buried | OP | PE | None | 2012-01-24 |  |  | 0.1s | NI | Transmission | R0003165 | 2 |  |  | 4 | 800 | [5 empty] | 64578 | NA |  | 158.38 |  | WSL |  | Te Kawerau a Maki,Ngāti Whātua,Ngāti Maru,Ngāti Whātua o Ōrākei,Ngāti Tamaoho,Ngāti Manuhiri,Te Patukirikiri,Ngāti Whanaunga,Ngāti Tamaterā,Ngāti Pāoa,Ngāi Tai ki Tāmaki,Ngāti Hako,Te Ākitai Waiohua | 1.34 | 1 | 1 | 2015 | te puna wai | no | 3 | 3 | 1 | CCTV Available (0-10 Years Old) & Soil Type Not Available | 2.7711 | 3 | 2 | 4 | 2 | Public Park & Sports Area | 1 |  | 1.5 | 1.015 | 0.062021 | Modelled Flow Data Used & Depth Available | 158.3834 | 4
2978 | 3238 | 904769 | 10088313 | 195553 | DSNCT | Northcote Branch Sewer TS8 | Gravity | Pipe | Buried | OP | CONC | None | 1961-01-01 |  |  | dwg | NI | Transmission | Legacy | 2 |  |  | 4 | 635 | [5 empty] | 65091 | NA |  | 144.22 |  | WSL |  | Te Kawerau a Maki,Ngāti Whātua,Ngāti Maru,Ngāti Whātua o Ōrākei,Ngāti Tamaoho,Ngāti Manuhiri,Te Patukirikiri,Ngāti Whanaunga,Ngāti Tamaterā,Ngāti Pāoa,Ngāi Tai ki Tāmaki,Ngāti Hako,Te Ākitai Waiohua | 3.17 | 3 |  |  |  | no | 5 | 1 | 3 | CCTV NOT Available or Over 30 Years Old & Soil Type Available | 2.7664 | 3 | 3 | 3 | 2 | Public Park & Sports Area | 1 |  | 1.5 | 0.955 | 0.1026 | Modelled Flow Data Used & Depth Available | 144.2154 | 14
3341 | 3609 | 930067 | 10088311 | 195397 | DSNCT | Northcote Branch Sewer TS8 | Gravity | Pipe | Buried | OP | CONC | None | 1961-01-01 |  |  | dwg | NI | Transmission | Legacy | 2 |  |  | 4 | 635 | [5 empty] | 65089 | NA |  | 161.89 |  | WSL |  | Te Kawerau a Maki,Ngāti Whātua,Ngāti Maru,Ngāti Whātua o Ōrākei,Ngāti Tamaoho,Ngāti Manuhiri,Te Patukirikiri,Ngāti Whanaunga,Ngāti Tamaterā,Ngāti Pāoa,Ngāi Tai ki Tāmaki,Ngāti Hako,Te Ākitai Waiohua | 3.17 | 3 |  |  |  | no | 5 | 1 | 3 | CCTV NOT Available or Over 30 Years Old & Soil Type Available | 2.7658 | 3 | 3 | 3 | 2 | Public Park & Sports Area | 1 |  | 1.5 | 0.955 | 0.10184 | Modelled Flow Data Used & Depth Available | 161.8877 | 14
3392 | 3661 | 930044 | 10088310 | 196095 | DSNCT | Northcote Branch Sewer TS8 | Gravity | Pipe | Buried | OP | CONC | None | 1961-01-01 |  |  | dwg | NI | Transmission | Legacy | 2 |  |  | 4 | 635 | [5 empty] | 65088 | NA |  | 137.5 |  | WSL |  | Te Kawerau a Maki,Ngāti Whātua,Ngāti Maru,Ngāti Whātua o Ōrākei,Ngāti Tamaoho,Ngāti Manuhiri,Te Patukirikiri,Ngāti Whanaunga,Ngāti Tamaterā,Ngāti Pāoa,Ngāi Tai ki Tāmaki,Ngāti Hako,Te Ākitai Waiohua | 3.17 | 3 |  |  |  | no | 5 | 1 | 3 | CCTV NOT Available or Over 30 Years Old & Soil Type Available | 2.7658 | 3 | 3 | 3 | 2 | Public Park & Sports Area | 1 |  | 1.5 | 0.955 | 0.10184 | Modelled Flow Data Used & Depth Available | 137.5 | 14
2986 | 3246 | 911142 | 10088308 | 195939 | DSNCT | Northcote Branch Sewer TS8 | Gravity | Pipe | Buried | OP | CONC | None | 1961-01-01 |  |  | dwg | NI | Transmission | Legacy | 2 |  |  | 4 | 635 | [5 empty] | 65087 | NA |  | 43.92 |  | WSL |  | Te Kawerau a Maki,Ngāti Whātua,Ngāti Maru,Ngāti Whātua o Ōrākei,Ngāti Tamaoho,Ngāti Manuhiri,Te Patukirikiri,Ngāti Whanaunga,Ngāti Tamaterā,Ngāti Pāoa,Ngāi Tai ki Tāmaki,Ngāti Hako,Te Ākitai Waiohua | 3.17 | 3 |  |  |  | no | 5 | 1 | 3 | CCTV NOT Available or Over 30 Years Old & Soil Type Available | 2.7651 | 3 | 3 | 3 | 2 | Public Park & Sports Area | 1 |  | 1.5 | 0.955 | 0.10107 | Modelled Flow Data Used & Depth Available | 43.9158 | 14
2512 | 2730 | 15634 | 10007433 | 196153 | DSPAN | Papakura North Branch | Gravity | Pipe | Buried | OP | CONC | None | 1967-06-30 | 5.27 | 4.86 | dwg | SI | Transmission | Legacy | 2 |  |  | 4 | 450 | [5 empty] | 76584 | NA |  | 158.53 |  | WSL |  | Waikato,Ngāti Maru,Ngāti Tamaoho,Ngāti Whanaunga,Ngāti Tamaterā,Ngāti Pāoa,Ngāi Tai ki Tāmaki,Ngāti Hako,Te Ākitai Waiohua | 2 | 2 | 2 | 2005 | te puna wai | no | 1 | 3 | 2 | CCTV Available (10-20 Years Old) & Soil Type Available | 2.7647 | 3 | 2 | 2 | 2 | Public Park & Sports Area | 1 |  | 5 | 1.01 | 0.017306 | Modelled Flow Data Used & Depth Available | 158.533 | 8
1325 | 1415 | 16648 | 10008898 | 197516 | DSTIT | Titirangi Branch | Gravity | Pipe | Buried | OP | CONC | None | 1966-06-30 | 13.83 | 13.83 | dwg | WI | Transmission | Legacy | 2 |  |  | 4 | 450 | [5 empty] | 78046 | NA |  | 3.66 |  | WSL |  | Waikato,Te Kawerau a Maki,Ngāti Whātua,Ngāti Whātua o Ōrākei,Ngāti Tamaoho,Ngāti Tamaterā,Ngāi Tai ki Tāmaki,Te Ākitai Waiohua | 2 | 2 | 2 | 2010 | te puna wai | no | 1 | 3 | 2 | CCTV Available (10-20 Years Old) & Soil Type Available | 2.7646 | 3 | 2 | 2 | 2 | Public Park & Sports Area | 1 |  | 5 | 1.01 | 0.028235 | Modelled Flow Data Used & Depth Available | 3.6563 | 8
4482 | 4779 | 4544974 | 10107601 | 197949 | DSWYQ | Wynyard Quarter Branch Sewer | Rising | Pipe | Buried | OP | PE | None | 2018-04-09 |  | 4.93 | 0.1s | OM | Transmission | T0001312 | 2 |  |  | 4 | 400 | [5 empty] | 70107 | NA |  | 734.12 |  | WSL |  | Te Kawerau a Maki,Ngāti Whātua,Ngāti Maru,Ngāti Whātua o Ōrākei,Ngāti Tamaoho,Te Patukirikiri,Ngāti Tamaterā,Ngāti Pāoa,Ngāi Tai ki Tāmaki,Ngāti Hako,Te Ākitai Waiohua | 1.59 | 2 |  |  |  | no | 3 | 3 | 1 | CCTV NOT Available or Over 30 Years Old & Soil Type Available | 2.7635 | 3 | 2 | 4 | 2 | Public Park & Sports Area | 1 |  | 1.5 | 1.015 | 0.4 | Diameter Used For Flow Approximation & Depth Available | 734.1187 | 8
716 | 749 | 17578 | 10005214 | 194409 | DSCHP | Chapel Branch | Gravity | Pipe | Buried | OP | CONC | None | 1998-01-10 | 14.54 | 14.25 | dwg | TE | Transmission | Legacy | 2 |  |  | 4 | 525 | [5 empty] | 74678 | NA |  | 123.93 |  | WSL |  | Waikato,Ngāti Maru,Ngāti Tamaoho,Ngāti Whanaunga,Ngāti Tamaterā,Ngāti Pāoa,Ngāi Tai ki Tāmaki,Ngāti Hako,Te Ākitai Waiohua | 1.21 | 1 |  |  |  | no | 1 | 3 | 1 | CCTV NOT Available or Over 30 Years Old & Soil Type Available | 2.7552 | 3 | 1 | 2 | 2 | Public Park & Sports Area | 1 |  | 5 | 1.01 | 0.012824 | Modelled Flow Data Used & Depth Available | 123.9285 | 4
915 | 965 | 17579 | 10005195 | 194051 | DSCHP | Chapel Branch | Gravity | Pipe | Buried | OP | CONC | None | 1998-01-10 | 14.87 | 14.57 | 0.1s | TE | Transmission | Legacy | 2 |  |  | 4 | 525 | [5 empty] | 74679 | NA |  | 134.79 |  | WSL |  | Waikato,Ngāti Maru,Ngāti Tamaoho,Ngāti Whanaunga,Ngāti Tamaterā,Ngāti Pāoa,Ngāi Tai ki Tāmaki,Ngāti Hako,Te Ākitai Waiohua | 1.21 | 1 |  |  |  | no | 1 | 3 | 1 | CCTV NOT Available or Over 30 Years Old & Soil Type Available | 2.7552 | 3 | 1 | 2 | 2 | Public Park & Sports Area | 1 |  | 5 | 1.01 | 0.012827 | Modelled Flow Data Used & Depth Available | 134.7882 | 4
2736 | 2974 | 32737 | 10008619 | 197668 | DSTAK | Takanini Branch | Gravity | Pipe | Buried | OP | CONC | None | 2008-02-18 | 17.61 | 16.95 | 0.1s | SI | Transmission | DC08081 | 2 |  |  | 4 | 525 | [5 empty] | 77845 | NA |  | 215.83 |  | WSL |  | Waikato,Ngāti Maru,Ngāti Tamaoho,Ngāti Whanaunga,Ngāti Tamaterā,Ngāti Pāoa,Ngāi Tai ki Tāmaki,Ngāti Hako,Te Ākitai Waiohua | 1.54 | 2 | 1 | 2008 | te puna wai | no | 5 | 1 | 1 | CCTV Available (10-20 Years Old) & Soil Type Available | 2.7551 | 3 | 1 | 2 | 2 | Public Park & Sports Area | 1 |  | 5 | 1.01 | 0.012956 | Modelled Flow Data Used & Depth Available | 215.8263 | 8
1514 | 1627 | 17888 | 10008473 | 197169 | DSSWN | Swanson Branch | Gravity | Pipe | Buried | OP | CONC | None | 1965-06-30 | -3.26 |  | dwg | WI | Transmission | Legacy | 2 |  |  | 4 | 1050 | [5 empty] | 77736 | NA |  | 43.42 |  | WSL |  | Te Kawerau a Maki,Ngāti Whātua,Ngāti Whātua o Ōrākei,Ngāti Tamaoho,Ngāti Tamaterā,Te Ākitai Waiohua | 3 | 3 | 3 | 2000 | te puna wai | no | 1 | 3 | 2 | CCTV Available (20-30 Years Old) & Soil Type Available | 2.7533 | 3 | 4 | 4 | 1 |  | 1 | Ocean Intercept, Significant Ecological Area - SEA-M2-55a | 5 | 0.83 | 0.14717 | Modelled Flow Data Used & Depth Available | 43.4232 | 14
3876 | 4153 | 923529 | 10089224 | 193044 | DSALW | Albany West Branch Sewer TS25 | Gravity | Pipe | Buried | OP | CONC | None | 1992-07-01 |  |  | dwg | NI | Transmission | Legacy | 2 |  |  | 4 | 724 | [5 empty] | 64024 | NA |  | 69.62 |  | WSL |  | Te Kawerau a Maki,Ngāti Whātua,Ngāti Maru,Ngāti Whātua o Kaipara,Ngāti Whātua o Ōrākei,Ngāti Tamaoho,Ngāti Manuhiri,Te Patukirikiri,Ngāti Whanaunga,Ngāti Tamaterā,Ngāti Pāoa,Ngāi Tai ki Tāmaki,Ngāti Hako,Te Ākitai Waiohua | 1.97 | 2 |  |  |  | no | 5 | 3 | 1 | CCTV NOT Available or Over 30 Years Old & Soil Type Available | 2.7498 | 3 | 3 | 3 | 1 |  | 4 | NZ River Lines | 1.5 | 0.925 | 0.13017 | Modelled Flow Data Used & Depth Available | 69.6193 | 8
364 | 378 | 15768 | 10008094 | 197041 | DSSIN | Southern Interceptor | Gravity | Pipe | Buried | OP | CONC | None | 1964-06-30 | 22.7 | 22.45 | dwg | SI | Transmission | Legacy | 1 |  |  | 4 | 1050 | [5 empty] | 77316 | NA |  | 214.22 |  | WSL |  | Waikato,Ngāti Maru,Ngāti Tamaoho,Ngāti Whanaunga,Ngāti Tamaterā,Ngāi Tai ki Tāmaki,Ngāti Hako,Te Ākitai Waiohua | 2 | 2 | 2 | 2019 | CCTV Footage Review Log South_Latest.xls | no | 1 | 1 | 2 | CCTV Available (0-10 Years Old) & Soil Type Available | 2.7497 | 3 | 1 | 4 | 2 | Public Park & Sports Area | 1 |  | 1 | 1 | 0.00033782 | Modelled Flow Data Used & Depth Available | 214.2177 | 8
417 | 435 | 15733 | 10008030 | 197026 | DSSIN | Southern Interceptor | Gravity | Pipe | Buried | OP | CONC | None | 1964-06-30 | 8.93 | 8.86 | dwg | SI | Transmission | Legacy | 1 |  |  | 4 | 1350 | [5 empty] | 77250 | NA |  | 79.8 |  | WSL |  | Waikato,Te Kawerau a Maki,Ngāti Maru,Ngāti Tamaoho,Ngāti Tamaterā,Ngāi Tai ki Tāmaki,Ngāti Hako,Te Ākitai Waiohua | 3 | 3 | 3 | 2019 | CCTV Footage Review Log South_Latest.xls | no | 1 | 3 | 2 | CCTV Available (0-10 Years Old) & Soil Type Available | 2.7484 | 3 | 4 | 5 | 1 |  | 1 |  | 5 | 0.895 | 0.094084 | Modelled Flow Data Used & Depth Available | 79.7995 | 14
66 | 72 | 15791 | 10007996 | 196566 | DSSIN | Southern Interceptor | Gravity | Pipe | Bridged | OP | CONC | None | 1965-06-30 | 1.21 | 0.94 | dwg | SI | Transmission | Legacy | 1 |  |  | 4 | 900 | [5 empty] | 77335 | NA |  | 71.06 |  | WSL |  | Ngāti Pāoa,Te Ākitai Waiohua | 2 | 2 | 2 | 2019 | CCTV Footage Review Log South_Latest.xls | no | 1 | 1 | 2 | CCTV Available (0-10 Years Old) & Soil Type Not Available | 2.7427 | 3 | 4 | 5 | 1 |  | 1 | Ocean Intercept | 5 | 0.895 | 0.090629 | Modelled Flow Data Used & Depth Available | 71.0621 | 8
3411 | 3684 | 925790 | 10090127 | 194590 | DSECB | East Coast Bays Branch Sewer TS7 | Siphon | Pipe | Buried | OP | CLS | None | 1965-01-02 |  |  | dwg | NI | Transmission | Legacy | 2 |  |  | 4 | 457 | [5 empty] | 64542 | NA |  | 20.24 |  | WSL |  | Te Kawerau a Maki,Ngāti Whātua,Ngāti Maru,Ngāti Whātua o Ōrākei,Ngāti Tamaoho,Ngāti Manuhiri,Te Patukirikiri,Ngāti Whanaunga,Ngāti Tamaterā,Ngāti Pāoa,Ngāi Tai ki Tāmaki,Ngāti Hako,Te Ākitai Waiohua | 4.58 | 5 |  |  |  | no | 5 | 1 | 5 | CCTV NOT Available or Over 30 Years Old & Soil Type Available | 2.741 | 3 | 2 | 4 | 1 |  | 4 | NZ River Lines | 1.5 | 0.99 | 0.4 | Diameter Used For Flow Approximation & Depth Available | 20.2447 | 22
1952 | 2137 | 17336 | 10009049 | 197900 | DSTSE | Tamaki South East Branch | Gravity | Pipe | Buried | OP | CONC | None | 1998-12-18 | 14.54 | 14.16 | dwg | TE | Transmission | DC06038 | 2 |  |  | 4 | 825 | [5 empty] | 78145 | NA |  | 212.52 |  | WSL |  | Waikato,Ngāti Maru,Ngāti Tamaoho,Ngāti Whanaunga,Ngāti Tamaterā,Ngāti Pāoa,Ngāi Tai ki Tāmaki,Ngāti Hako,Te Ākitai Waiohua | 1.83 | 2 | 1 | 1999 | te puna wai | no | 5 | 3 | 1 | CCTV Available (20-30 Years Old) & Soil Type Available | 2.7397 | 3 | 3 | 4 | 1 |  | 4 | NZ River Lines | 1 | 0.97 | 0.043656 | Modelled Flow Data Used & Depth Available | 212.5227 | 8
363 | 377 | 15767 | 10008093 | 196589 | DSSIN | Southern Interceptor | Gravity | Pipe | Buried | OP | CONC | None | 1964-06-30 | 22.45 | 22.24 | dwg | SI | Transmission | Legacy | 1 |  |  | 4 | 1050 | [5 empty] | 77315 | NA |  | 189.73 |  | WSL |  | Waikato,Ngāti Maru,Ngāti Tamaoho,Ngāti Whanaunga,Ngāti Tamaterā,Ngāi Tai ki Tāmaki,Ngāti Hako,Te Ākitai Waiohua | 2 | 2 | 2 | 2019 | CCTV Footage Review Log South_Latest.xls | no | 1 | 1 | 2 | CCTV Available (0-10 Years Old) & Soil Type Available | 2.7392 | 3 | 1 | 4 | 2 | Public Park & Sports Area | 1 |  | 1 | 1 | 0.014462 | Modelled Flow Data Used & Depth Available | 189.73 | 8
4610 | 704463 | 5058504 | 0 | 81191252 | DSNSD | Northside Drive Branch Sewer | Gravity | Pipe | Buried | OP | PE | None | 2020-10-06 | 19.98 | 18.31 | 0.1s | NI | Transmission | 2013013 | 2 |  |  |  | 400 | ASBUILT | ASBUILT | ASBUILT | ASBUILT | CONS | 81190990 |  | DSNSD-D82-PIPE061 | 175.69 | ASBUILT | WSL |  | Te Kawerau a Maki,Ngāti Whātua,Ngāti Maru,Ngāti Whātua o Kaipara,Ngāti Whātua o Ōrākei,Ngāti Tamaoho,Ngāti Manuhiri,Ngāti Tamaterā,Ngāti Hako,Te Ākitai Waiohua | 1.21 | 1 |  |  |  | no | 1 | 3 | 1 | CCTV NOT Available or Over 30 Years Old & Soil Type Available | 2.7365 | 3 | 2 | 2 | 1 |  | 4 | NZ River Lines | 5 | 0.985 | 0.4 | Diameter Used For Flow Approximation & Depth Available | 175.687 | 4
4817 | 765856 | 5871934 | 0 | 1 |  |  | Rising | Pipe | Buried | OP |  | None |  |  |  | 0.1s |  | Transmission |  | 1 |  |  |  | 0 | ASBUILT | ASBUILT | ASBUILT | ASBUILT | CONS |  |  |  | 0 | ASBUILT | WSL |  |  | 3 | 3 |  |  |  | no | 3 | 3 | 3 | CCTV NOT Available or Over 30 Years Old & Soil Type Not Available | 2.732 | 3 | 1 | 4 | 1 |  | 4 | Ocean Intercept, Significant Ecological Area - SEA-M2-57b, NZ River Lines | 5 | 1.11 | 0.2 | Diameter Used For Flow Approximation & Depth Available | 587.8378 | 14
4818 | 765873 | 5871933 | 0 | 1 |  |  | Rising | Pipe | Buried | OP |  | None |  |  |  | 0.1s |  | Transmission |  | 1 |  |  |  | 0 | ASBUILT | ASBUILT | ASBUILT | ASBUILT | CONS |  |  |  | 0 | ASBUILT | WSL |  |  | 3 | 3 |  |  |  | no | 3 | 3 | 3 | CCTV NOT Available or Over 30 Years Old & Soil Type Not Available | 2.732 | 3 | 1 | 4 | 1 |  | 4 | Ocean Intercept, Significant Ecological Area - SEA-M2-57b, NZ River Lines | 5 | 1.11 | 0.2 | Diameter Used For Flow Approximation & Depth Available | 595.4737 | 14
3909 | 4186 | 917354 | 10088985 | 197232 | DSWAU | Wairau Branch Sewer TS4 | Gravity | Pipe | Buried | OP | CONC | None | 1964-01-01 | 20 | 17.06 | dwg | NI | Transmission | Legacy | 2 |  |  | 4 | 800 | [5 empty] | 65492 | NA |  | 158.98 |  | WSL |  | Te Kawerau a Maki,Ngāti Whātua,Ngāti Maru,Ngāti Whātua o Ōrākei,Ngāti Tamaoho,Ngāti Manuhiri,Te Patukirikiri,Ngāti Whanaunga,Ngāti Tamaterā,Ngāti Pāoa,Ngāi Tai ki Tāmaki,Ngāti Hako,Te Ākitai Waiohua | 1.75 | 2 | 1 | 2015 | te puna wai | no | 3 | 3 | 2 | CCTV Available (0-10 Years Old) & Soil Type Available | 2.7304 | 3 | 4 | 4 | 1 |  | 1 |  | 1 | 0.69 | 0.22665 | Modelled Flow Data Used & Depth Available | 158.9817 | 8
2826 | 3075 | 302915 | 10077204 | 197391 | DSWLD | West Lynn Branch Diversion Sewer | Gravity | Pipe | Buried | OP | PE | None | 2012-12-13 | 12.18 | 11.26 | 0.1s | WI | Transmission | T0000238 | 2 |  |  | 4 | 400 | [5 empty] | 78629 | NA |  | 51.83 |  | WSL |  | Waikato,Te Kawerau a Maki,Ngāti Whātua,Ngāti Whātua o Ōrākei,Ngāti Tamaoho,Ngāti Tamaterā,Te Ākitai Waiohua | 1.97 | 2 |  |  |  | no | 5 | 3 | 1 | CCTV NOT Available or Over 30 Years Old & Soil Type Available | 2.7253 | 3 | 1 | 2 | 1 |  | 4 | NZ River Lines | 5 | 0.985 | 0.0030886 | Modelled Flow Data Used & Depth Available | 51.8342 | 8
1314 | 1404 | 35421 | 10009075 | 197906 | DSTSE | Tamaki South East Branch | Gravity | Pipe | Buried | OP | CONC | None | 2008-06-10 | 23.07 | 22.89 | 0.1s | TE | Transmission | GP09012 | 2 |  |  | 4 | 470 | [5 empty] | 78171 | NA |  | 53.32 |  | WSL |  | Waikato,Ngāti Maru,Ngāti Tamaoho,Ngāti Whanaunga,Ngāti Tamaterā,Ngāti Pāoa,Ngāi Tai ki Tāmaki,Ngāti Hako,Te Ākitai Waiohua | 1.21 | 1 |  |  |  | no | 1 | 3 | 1 | CCTV NOT Available or Over 30 Years Old & Soil Type Available | 2.7241 | 3 | 1 | 2 | 1 |  | 4 | NZ River Lines | 5 | 0.985 | 0.0047037 | Modelled Flow Data Used & Depth Available | 53.3195 | 4
4484 | 4781 | 4547301 | 10107828 | 195789 | DSMAN | Manurewa Branch | Gravity | Pipe | Buried | OP | CONC | None | 2012-12-10 |  |  | dwg | SI | Transmission | T0001328 | 2 |  |  | 4 | 1800 | [5 empty] | 75751 | NA |  | 24.64 |  | WSL |  | Waikato,Ngāti Maru,Ngāti Tamaoho,Ngāti Whanaunga,Ngāti Tamaterā,Ngāti Pāoa,Ngāi Tai ki Tāmaki,Ngāti Hako,Te Ākitai Waiohua | 1.59 | 2 |  |  |  | no | 3 | 3 | 1 | CCTV NOT Available or Over 30 Years Old & Soil Type Available | 2.7227 | 3 | 4 | 5 | 1 |  | 1 |  | 1.5 | 0.77 | 0.17219 | Modelled Flow Data Used & Depth Available | 24.6415 | 8
4485 | 4782 | 4547302 | 10107829 | 195261 | DSMAN | Manurewa Branch | Gravity | Pipe | Buried | OP | CONC | None | 2012-12-10 |  |  | dwg | SI | Transmission | T0001328 | 2 |  |  | 4 | 1800 | [5 empty] | 75750 | NA |  | 4.54 |  | WSL |  | Waikato,Ngāti Maru,Ngāti Tamaoho,Ngāti Whanaunga,Ngāti Tamaterā,Ngāti Pāoa,Ngāi Tai ki Tāmaki,Ngāti Hako,Te Ākitai Waiohua | 1.59 | 2 |  |  |  | no | 3 | 3 | 1 | CCTV NOT Available or Over 30 Years Old & Soil Type Available | 2.7227 | 3 | 4 | 5 | 1 |  | 1 |  | 1.5 | 0.77 | 0.17219 | Modelled Flow Data Used & Depth Available | 4.5415 | 8
4147 | 4429 | 933378 | 10087836 | 195278 | DSGNH | Greenhithe Branch Sewer TS22 | Gravity | Pipe | Buried | OP | PE | None | 2002-06-01 |  |  | dwg | NI | Transmission | Legacy | 2 |  |  | 4 | 355 | [5 empty] | 64770 | NA |  | 22.91 |  | WSL |  | Te Kawerau a Maki,Ngāti Whātua,Ngāti Maru,Ngāti Whātua o Kaipara,Ngāti Whātua o Ōrākei,Ngāti Tamaoho,Ngāti Manuhiri,Ngāti Whanaunga,Ngāti Tamaterā,Ngāti Pāoa,Ngāi Tai ki Tāmaki,Ngāti Hako,Te Ākitai Waiohua | 3 | 3 | 3 | 2016 | te puna wai | no | 1 | 1 | 1 | CCTV Available (0-10 Years Old) & Soil Type Available | 2.7222 | 3 | 2 | 1 | 2.5 | Property Parcels | 1 |  | 1.5 | 0.98 | 0.071975 | Modelled Flow Data Used & Depth Available | 22.9063 | 14
3191 | 3455 | 917995 | 10087837 | 194752 | DSGNH | Greenhithe Branch Sewer TS22 | Gravity | Pipe | Buried | OP | PVC-U | None | 1985-01-01 |  |  | dwg | NI | Transmission | Legacy | 2 |  |  | 4 | 300 | [5 empty] | 64771 | NA |  | 2.71 |  | WSL |  | Te Kawerau a Maki,Ngāti Whātua,Ngāti Maru,Ngāti Whātua o Kaipara,Ngāti Whātua o Ōrākei,Ngāti Tamaoho,Ngāti Manuhiri,Ngāti Whanaunga,Ngāti Tamaterā,Ngāti Pāoa,Ngāi Tai ki Tāmaki,Ngāti Hako,Te Ākitai Waiohua | 3 | 3 | 3 | 2016 | te puna wai | no | 1 | 1 | 1 | CCTV Available (0-10 Years Old) & Soil Type Available | 2.7222 | 3 | 2 | 1 | 2.5 | Property Parcels | 1 |  | 1.5 | 0.98 | 0.071975 | Modelled Flow Data Used & Depth Available | 2.7087 | 14
1459 | 1559 | 17545 | 10010258 | 193733 | DSB7A | Branch 7A Morningside | Gravity | Pipe | Buried | OP | CONC | None | 1912-06-30 |  |  | dwg | OM | Transmission | Legacy | 2 |  |  | 4 | 300 | [5 empty] | 66341 | NA |  | 5.34 |  | WSL |  | Te Kawerau a Maki,Ngāti Whātua,Ngāti Maru,Ngāti Whātua o Ōrākei,Ngāti Tamaoho,Ngāti Tamaterā,Ngāi Tai ki Tāmaki,Ngāti Hako,Te Ākitai Waiohua | 4.01 | 4 | 3 | 2008 | te puna wai | no | 3 | 3 | 5 | CCTV Available (10-20 Years Old) & Soil Type Available | 2.7206 | 3 | 2 | 1 | 2.5 | Property Parcels | 1 |  | 1.5 | 0.98 | 0.019976 | Modelled Flow Data Used & Depth Available | 5.3441 | 18
3403 | 3674 | 930347 | 10090339 | 194679 | DSGLF | Glenfield Branch Sewer TS4A | Gravity | Pipe | Buried | OP | CONC | None | 1975-01-01 |  |  | dwg | NI | Transmission | Legacy | 2 |  |  | 4 | 381 | [5 empty] | 64678 | NA |  | 77.56 |  | WSL |  | Te Kawerau a Maki,Ngāti Whātua,Ngāti Maru,Ngāti Whātua o Ōrākei,Ngāti Tamaoho,Ngāti Manuhiri,Te Patukirikiri,Ngāti Whanaunga,Ngāti Tamaterā,Ngāti Pāoa,Ngāi Tai ki Tāmaki,Ngāti Hako,Te Ākitai Waiohua | 3 | 3 | 3 | 2016 | te puna wai | no | 5 | 1 | 2 | CCTV Available (0-10 Years Old) & Soil Type Available | 2.72 | 3 | 1 | 1 | 2.5 | Property Parcels | 1 |  | 1.5 | 0.98 | 0 | Modelled Flow Data Used & Depth Available | 77.5592 | 14
2913 | 3171 | 2103199 | 10083168 | 196528 | DSPUH | Puhinui Branch | Gravity | Pipe | Buried | OP | CONC | None | 2009-06-01 | 9.54 | 9.35 | 0.1s | SI | Transmission | T0000512 | 2 |  |  | 4 | 375 | [5 empty] | 77089 | NA |  | 45.68 |  | WSL |  | Waikato,Te Kawerau a Maki,Ngāti Maru,Ngāti Tamaoho,Ngāti Tamaterā,Ngāi Tai ki Tāmaki,Ngāti Hako,Te Ākitai Waiohua | 2 | 2 | 2 | 2015 | CCTV Footage Review Log South_Latest.xls | no | 5 | 1 | 1 | CCTV Available (0-10 Years Old) & Soil Type Available | 2.72 | 3 | 1 | 1 | 2.5 | Property Parcels | 1 |  | 5 | 1.1 | 0.2 | Diameter Used For Flow Approximation & Depth Available | 45.6839 | 8
4069 | 4348 | 928300 | 10090342 | 195035 | DSGLF | Glenfield Branch Sewer TS4A | Gravity | Pipe | Buried | OP | CONC | None | 1975-01-01 |  |  | dwg | NI | Transmission | Legacy | 2 |  |  | 4 | 381 | [5 empty] | 64681 | NA |  | 34.32 |  | WSL |  | Te Kawerau a Maki,Ngāti Whātua,Ngāti Maru,Ngāti Whātua o Ōrākei,Ngāti Tamaoho,Ngāti Manuhiri,Te Patukirikiri,Ngāti Whanaunga,Ngāti Tamaterā,Ngāti Pāoa,Ngāi Tai ki Tāmaki,Ngāti Hako,Te Ākitai Waiohua | 2.27 | 2 | 2 | 2016 | te puna wai | no | 5 | 1 | 2 | CCTV Available (0-10 Years Old) & Soil Type Available | 2.72 | 3 | 1 | 1 | 2.5 | Property Parcels | 1 |  | 1.5 | 0.98 | 0 | Modelled Flow Data Used & Depth Available | 34.3168 | 8
1013 | 1069 | 16483 | 10008252 | 196964 | DSSLN | Southlynn Branch | Gravity | Pipe | Buried | OP | CONC | None | 1963-06-30 | 18.35 | 18.15 | dwg | WI | Transmission | Legacy | 2 |  |  | 4 | 225 | [5 empty] | 77429 | NA |  | 31.29 |  | WSL |  | Waikato,Te Kawerau a Maki,Ngāti Whātua,Ngāti Whātua o Ōrākei,Ngāti Tamaoho,Ngāti Tamaterā,Te Ākitai Waiohua | 3.27 | 3 | 3 | 2010 | te puna wai | no | 5 | 3 | 3 | CCTV Available (10-20 Years Old) & Soil Type Available | 2.72 | 3 | 1 | 1 | 2.5 | Property Parcels | 1 |  | 5 | 1.1 | 0.2 | Diameter Used For Flow Approximation & Depth Available | 31.2906 | 14
3991 | 4269 | 928064 | 10090352 | 195188 | DSGLF | Glenfield Branch Sewer TS4A | Gravity | Pipe | Buried | OP | CONC | None | 1975-01-01 |  |  | dwg | NI | Transmission | Legacy | 2 |  |  | 4 | 300 |  |  |  |  | CONS | 64691 | NA |  | 30.62 |  | WSL |  | Te Kawerau a Maki,Ngāti Whātua,Ngāti Maru,Ngāti Whātua o Ōrākei,Ngāti Tamaoho,Ngāti Manuhiri,Te Patukirikiri,Ngāti Whanaunga,Ngāti Tamaterā,Ngāti Pāoa,Ngāi Tai ki Tāmaki,Ngāti Hako,Te Ākitai Waiohua | 3 | 3 | 3 | 2016 | te puna wai | no | 5 | 1 | 2 | CCTV Available (0-10 Years Old) & Soil Type Available | 2.72 | 3 | 1 | 1 | 2.5 | Property Parcels, Public Park & Sports Area | 1 |  | 1.5 | 0.98 | 0 | Modelled Flow Data Used & Depth Available | 30.6197 | 14
4091 | 4371 | 928299 | 10090343 | 194680 | DSGLF | Glenfield Branch Sewer TS4A | Gravity | Pipe | Buried | OP | CONC | None | 1975-01-01 |  |  | dwg | NI | Transmission | Legacy | 2 |  |  | 4 | 381 | [5 empty] | 64682 | NA |  | 15.93 |  | WSL |  | Te Kawerau a Maki,Ngāti Whātua,Ngāti Maru,Ngāti Whātua o Ōrākei,Ngāti Tamaoho,Ngāti Manuhiri,Te Patukirikiri,Ngāti Whanaunga,Ngāti Tamaterā,Ngāti Pāoa,Ngāi Tai ki Tāmaki,Ngāti Hako,Te Ākitai Waiohua | 2.27 | 2 | 2 | 2016 | te puna wai | no | 5 | 1 | 2 | CCTV Available (0-10 Years Old) & Soil Type Available | 2.72 | 3 | 1 | 1 | 2.5 | Property Parcels | 1 |  | 1.5 | 0.98 | 0 | Modelled Flow Data Used & Depth Available | 15.9266 | 8
3919 | 4197 | 919167 | 10088849 | 197597 | DSTPF | Takapuna Foreshore Branch Sewer TS6B | Gravity | Pipe | Buried | OP | CONC | RIBLO | 1940-01-01 |  |  | dwg | NI | Transmission | Legacy | 2 |  |  | 4 | 300 | [5 empty] | 65425 | NA |  | 11.51 |  | WSL |  | Te Kawerau a Maki,Ngāti Whātua,Ngāti Maru,Ngāti Whātua o Ōrākei,Ngāti Tamaoho,Te Patukirikiri,Ngāti Whanaunga,Ngāti Tamaterā,Ngāti Pāoa,Ngāi Tai ki Tāmaki,Ngāti Hako,Te Ākitai Waiohua | 3 | 3 | 3 | 2015 | te puna wai | no | 5 | 1 | 1 | CCTV Available (0-10 Years Old) & Soil Type Available | 2.72 | 3 | 1 | 1 | 2.5 | Property Parcels | 1 |  | 1.5 | 0.98 | 0 | Modelled Flow Data Used & Depth Available | 11.5096 | 14
3346 | 3614 | 921597 | 10090177 | 194454 | DSECB | East Coast Bays Branch Sewer TS7 | Gravity | Pipe | Buried | OP | CONC | None | 2003-04-01 | 4.73 | 4.53 | dwg | NI | Transmission | Legacy | 2 |  |  | 4 | 300 | [5 empty] | 64592 | NA |  | 24.61 |  | WSL |  | Te Kawerau a Maki,Ngāti Whātua,Ngāti Maru,Ngāti Whātua o Ōrākei,Ngāti Tamaoho,Ngāti Manuhiri,Te Patukirikiri,Ngāti Whanaunga,Ngāti Tamaterā,Ngāti Pāoa,Ngāi Tai ki Tāmaki,Ngāti Hako,Te Ākitai Waiohua | 2 | 2 | 2 | 2016 | te puna wai | no | 3 | 3 | 1 | CCTV Available (0-10 Years Old) & Soil Type Not Available | 2.72 | 3 | 1 | 1 | 2.5 | Property Parcels | 1 |  | 5 | 1.1 | 0.2 | Diameter Used For Flow Approximation & Depth Available | 24.6064 | 8
1534 | 1650 | 17911 | 10004338 | 193338 | DSB06 | Branch 6 Coxs Creek | Gravity | Pipe | Exposed | OP | CI | None | 1913-06-30 | 18.01 | 15.45 | dwg | OM | Transmission | Legacy | 2 |  |  | 4 | 225 | [5 empty] | 74123 | NA |  | 2.75 |  | WSL |  | Te Kawerau a Maki,Ngāti Whātua,Ngāti Maru,Ngāti Whātua o Ōrākei,Ngāti Tamaoho,Ngāti Tamaterā,Ngāi Tai ki Tāmaki,Ngāti Hako,Te Ākitai Waiohua | 3.69 | 4 | 3 | 2018 | CCTV Footage Review Log South_Latest.xls | yes | 3 | 1 | 5 | CCTV Available (0-10 Years Old) & Soil Type Available | 2.72 | 3 | 1 | 1 | 2.5 | Property Parcels, Building Outlines | 1 |  | 5 | 1.1 | 0.2 | Diameter Used For Flow Approximation & Depth Available | 2.7495 | 18
4582 | 704407 | 5058373 | 0 | 81191225 | DSRHL | Redhills Branch Sewer | Gravity | Pipe | Buried | OP | PE | None | 2020-09-30 | 20.84 | 18.94 | 0.1s | NI | Transmission | 2013011 | 2 |  |  |  | 355 | ASBUILT | ASBUILT | ASBUILT | ASBUILT | CONS | 81191013 |  | DSRHL-D82-PIPE201 | 167.66 | ASBUILT | WSL |  | Te Kawerau a Maki,Ngāti Whātua,Ngāti Whātua o Kaipara,Ngāti Whātua o Ōrākei,Ngāti Tamaoho,Ngāti Tamaterā,Te Ākitai Waiohua | 1.21 | 1 |  |  |  | no | 1 | 3 | 1 | CCTV NOT Available or Over 30 Years Old & Soil Type Available | 2.72 | 3 | 1 | 1 | 2.5 | Property Parcels | 1 |  | 5 | 1.1 | 0.2 | Diameter Used For Flow Approximation & Depth Available | 167.6627 | 4
4579 | 704401 | 5058367 | 0 | 81191222 | DSRHL | Redhills Branch Sewer | Gravity | Pipe | Buried | OP | PE | None | 2020-09-18 | 24.47 | 22.54 | 0.1s | NI | Transmission | 2013011 | 2 |  |  |  | 355 | ASBUILT | ASBUILT | ASBUILT | ASBUILT | CONS | 81191016 |  | DSRHL-D82-PIPE231 | 135.18 | ASBUILT | WSL |  | Te Kawerau a Maki,Ngāti Whātua,Ngāti Whātua o Kaipara,Ngāti Whātua o Ōrākei,Ngāti Tamaoho,Ngāti Tamaterā,Te Ākitai Waiohua | 1.21 | 1 |  |  |  | no | 1 | 3 | 1 | CCTV NOT Available or Over 30 Years Old & Soil Type Available | 2.72 | 3 | 1 | 1 | 2.5 | Property Parcels | 1 |  | 5 | 1.1 | 0.2 | Diameter Used For Flow Approximation & Depth Available | 135.1843 | 4
4578 | 704398 | 5058315 | 0 | 81191221 | DSRHL | Redhills Branch Sewer | Gravity | Pipe | Buried | OP | PE | None | 2020-09-14 | 26.03 | 24.51 | 0.1s | NI | Transmission | 2013011 | 2 |  |  |  | 355 | ASBUILT | ASBUILT | ASBUILT | ASBUILT | CONS | 81191017 |  | DSRHL-D82-PIPE241 | 131.12 | ASBUILT | WSL |  | Te Kawerau a Maki,Ngāti Whātua,Ngāti Whātua o Kaipara,Ngāti Whātua o Ōrākei,Ngāti Tamaoho,Ngāti Tamaterā,Te Ākitai Waiohua | 1.21 | 1 |  |  |  | no | 1 | 3 | 1 | CCTV NOT Available or Over 30 Years Old & Soil Type Available | 2.72 | 3 | 1 | 1 | 2.5 | Property Parcels | 1 |  | 5 | 1.1 | 0.2 | Diameter Used For Flow Approximation & Depth Available | 131.118 | 4
4580 | 704403 | 5058369 | 0 | 81191223 | DSRHL | Redhills Branch Sewer | Gravity | Pipe | Buried | OP | PE | None | 2020-09-22 | 22.45 | 21.28 | 0.1s | NI | Transmission | 2013011 | 2 |  |  |  | 355 | ASBUILT | ASBUILT | ASBUILT | ASBUILT | CONS | 81191015 |  | DSRHL-D82-PIPE221 | 100.9 | ASBUILT | WSL |  | Te Kawerau a Maki,Ngāti Whātua,Ngāti Whātua o Kaipara,Ngāti Whātua o Ōrākei,Ngāti Tamaoho,Ngāti Tamaterā,Te Ākitai Waiohua | 1.21 | 1 |  |  |  | no | 1 | 3 | 1 | CCTV NOT Available or Over 30 Years Old & Soil Type Available | 2.72 | 3 | 1 | 1 | 2.5 | Property Parcels | 1 |  | 5 | 1.1 | 0.2 | Diameter Used For Flow Approximation & Depth Available | 100.8971 | 4
1561 | 1685 | 16484 | 10008253 | 197138 | DSSLN | Southlynn Branch | Gravity | Pipe | Buried | OP | CONC | None | 1963-06-30 | 18.67 | 18.35 | dwg | WI | Transmission | Legacy | 2 |  |  | 4 | 225 | [5 empty] | 77430 | NA |  | 49.18 |  | WSL |  | Waikato,Te Kawerau a Maki,Ngāti Whātua,Ngāti Whātua o Ōrākei,Ngāti Tamaoho,Ngāti Tamaterā,Te Ākitai Waiohua | 2.45 | 2 | 2 | 2010 | te puna wai | no | 1 | 3 | 3 | CCTV Available (10-20 Years Old) & Soil Type Available | 2.72 | 3 | 1 | 1 | 2.5 | Property Parcels | 1 |  | 5 | 1.1 | 0.2 | Diameter Used For Flow Approximation & Depth Available | 49.1835 | 8
4581 | 704405 | 5058371 | 0 | 81191224 | DSRHL | Redhills Branch Sewer | Gravity | Pipe | Buried | OP | PE | None | 2020-09-26 | 21.23 | 20.88 | 0.1s | NI | Transmission | 2013011 | 2 |  |  |  | 355 | ASBUILT | ASBUILT | ASBUILT | ASBUILT | CONS | 81191014 |  | DSRHL-D82-PIPE211 | 23.95 | ASBUILT | WSL |  | Te Kawerau a Maki,Ngāti Whātua,Ngāti Whātua o Kaipara,Ngāti Whātua o Ōrākei,Ngāti Tamaoho,Ngāti Tamaterā,Te Ākitai Waiohua | 1.21 | 1 |  |  |  | no | 1 | 3 | 1 | CCTV NOT Available or Over 30 Years Old & Soil Type Available | 2.72 | 3 | 1 | 1 | 2.5 | Property Parcels | 1 |  | 5 | 1.1 | 0.2 | Diameter Used For Flow Approximation & Depth Available | 23.9542 | 4
1535 | 1651 | 15601 | 10004337 | 193427 | DSB06 | Branch 6 Coxs Creek | Gravity | Pipe | Encased | OP | VC | None | 1913-06-30 | 18.01 | 15.45 | dwg | OM | Transmission | Legacy | 2 |  |  | 4 | 225 | [5 empty] | 74124 | NA |  | 21.12 |  | WSL |  | Te Kawerau a Maki,Ngāti Whātua,Ngāti Maru,Ngāti Whātua o Ōrākei,Ngāti Tamaoho,Ngāti Tamaterā,Ngāi Tai ki Tāmaki,Ngāti Hako,Te Ākitai Waiohua | 3.07 | 3 | 3 | 2018 | CCTV Footage Review Log South_Latest.xls | yes | 1 | 1 | 4 | CCTV Available (0-10 Years Old) & Soil Type Available | 2.72 | 3 | 1 | 1 | 2.5 | Property Parcels, Building Outlines | 1 |  | 5 | 1.1 | 0.2 | Diameter Used For Flow Approximation & Depth Available | 21.1226 | 14
3843 | 4120 | 920171 | 10088026 | 82593952 | DSHLC | Hillcrest Branch Sewer TS15 | Gravity | Pipe | Buried | OP | CONC | None | 1960-01-01 |  |  | dwg | NI | Transmission | Legacy | 2 |  |  | 4 | 355 | ASBUILT | ASBUILT | ASBUILT | ASBUILT | CONS | 64890 | NA |  | 9.81 | ASBUILT | WSL |  | Te Kawerau a Maki,Ngāti Whātua,Ngāti Maru,Ngāti Whātua o Ōrākei,Ngāti Tamaoho,Ngāti Manuhiri,Te Patukirikiri,Ngāti Whanaunga,Ngāti Tamaterā,Ngāti Pāoa,Ngāi Tai ki Tāmaki,Ngāti Hako,Te Ākitai Waiohua | 2.62 | 3 |  |  |  | no | 1 | 3 | 3 | CCTV NOT Available or Over 30 Years Old & Soil Type Available | 2.72 | 3 | 1 | 1 | 2.5 | Property Parcels | 1 |  | 1.5 | 0.98 | 0 | Modelled Flow Data Used & Depth Available | 9.8084 | 14
4687 | 744148 | 5712167 | 0 | 82714227 | DSLWD | Lawsons Creek Branch Sewer Duplication | Gravity | Pipe | Buried | OP | CLS | None | 2021-04-08 | 16.43 | 16.09 | 0.1s | WI | Transmission | 2013009.00 | 2 |  |  |  | 345 | ASBUILT | ASBUILT | ASBUILT | ASBUILT | CONS | 82677406 |  |  | 3.27 | ASBUILT | WSL |  | Te Kawerau a Maki,Ngāti Whātua,Ngāti Maru,Ngāti Whātua o Ōrākei,Ngāti Tamaoho,Ngāti Tamaterā,Ngāti Hako,Te Ākitai Waiohua | 1.21 | 1 |  |  |  | no | 1 | 3 | 1 | CCTV NOT Available or Over 30 Years Old & Soil Type Available | 2.72 | 3 | 1 | 1 | 2.5 | Property Parcels | 1 | Significant Ecological Area - SEA_T_4661 | 5 | 1.1 | 0.2 | Diameter Used For Flow Approximation & Depth Available | 3.2673 | 4
3922 | 4200 | 927827 | 10090337 | 194531 | DSGLF | Glenfield Branch Sewer TS4A | Gravity | Pipe | Buried | OP | CONC | None | 1995-01-01 |  |  | dwg | NI | Transmission | Legacy | 2 |  |  | 4 | 355 | [5 empty] | 64676 | NA |  | 7.73 |  | WSL |  | Te Kawerau a Maki,Ngāti Whātua,Ngāti Maru,Ngāti Whātua o Ōrākei,Ngāti Tamaoho,Ngāti Manuhiri,Te Patukirikiri,Ngāti Whanaunga,Ngāti Tamaterā,Ngāti Pāoa,Ngāi Tai ki Tāmaki,Ngāti Hako,Te Ākitai Waiohua | 2 | 2 | 2 | 2016 | te puna wai | no | 5 | 1 | 1 | CCTV Available (0-10 Years Old) & Soil Type Available | 2.7183 | 3 | 1 | 1 | 2.5 | Property Parcels | 1 |  | 1.5 | 0.98 | 0.0022971 | Modelled Flow Data Used & Depth Available | 7.7304 | 8
4102 | 4384 | 931739 | 10089802 | 194093 | DSBMT | Belmont Branch Sewer TS2B | Gravity | Pipe | Buried | OP | VC | CIP | 1976-01-01 | 5.19 |  | dwg | NI | Transmission | Legacy | 2 |  |  | 4 | 300 | [5 empty] | 64347 | NA |  | 63.8 |  | WSL |  | Te Kawerau a Maki,Ngāti Whātua,Ngāti Maru,Ngāti Whātua o Ōrākei,Ngāti Tamaoho,Te Patukirikiri,Ngāti Whanaunga,Ngāti Tamaterā,Ngāti Pāoa,Ngāi Tai ki Tāmaki,Ngāti Hako,Te Ākitai Waiohua | 2 | 2 | 2 | 2016 | te puna wai | no | 1 | 1 | 1 | CCTV Available (0-10 Years Old) & Soil Type Available | 2.7183 | 3 | 1 | 1 | 2.5 | Property Parcels | 1 |  | 1.5 | 0.98 | 0.0022971 | Modelled Flow Data Used & Depth Available | 63.804 | 8
3689 | 3964 | 904340 | 10089803 | 194534 | DSBMT | Belmont Branch Sewer TS2B | Gravity | Pipe | Buried | OP | VC | CIP | 1951-01-01 |  | 5.23 | dwg | NI | Transmission | Legacy | 2 |  |  | 4 | 300 | [5 empty] | 64348 | NA |  | 19.52 |  | WSL |  | Te Kawerau a Maki,Ngāti Whātua,Ngāti Maru,Ngāti Whātua o Ōrākei,Ngāti Tamaoho,Te Patukirikiri,Ngāti Whanaunga,Ngāti Tamaterā,Ngāti Pāoa,Ngāi Tai ki Tāmaki,Ngāti Hako,Te Ākitai Waiohua | 2 | 2 | 2 | 2016 | te puna wai | no | 1 | 1 | 1 | CCTV Available (0-10 Years Old) & Soil Type Available | 2.7183 | 3 | 1 | 1 | 2.5 | Property Parcels | 1 |  | 1.5 | 0.98 | 0.0022971 | Modelled Flow Data Used & Depth Available | 19.5153 | 8
2099 | 2300 | 16589 | 10008935 | 197720 | DSTIT | Titirangi Branch | Gravity | Pipe | In Pipe | OP | PVC-U | None | 1989-06-30 | -0.69 | -1.11 | dwg | WI | Transmission | Legacy | 2 |  |  | 4 | 400 | [5 empty] | 78088 | NA |  | 47.98 |  | WSL |  | Waikato,Te Kawerau a Maki,Ngāti Whātua,Ngāti Whātua o Ōrākei,Ngāti Tamaoho,Ngāti Tamaterā,Te Ākitai Waiohua | 2 | 2 | 2 | 2010 | te puna wai | no | 5 | 1 | 1 | CCTV Available (10-20 Years Old) & Soil Type Available | 2.7177 | 3 | 1 | 2 | 1 |  | 4 | Significant Ecological Area - SEA-M2-18, NZ River Lines | 5 | 0.985 | 0.013458 | Modelled Flow Data Used & Depth Available | 47.9838 | 8
4089 | 4369 | 928062 | 10090349 | 194835 | DSGLF | Glenfield Branch Sewer TS4A | Gravity | Pipe | Buried | OP | CONC | Epoxy | 1975-01-01 |  |  | dwg | NI | Transmission | Legacy | 2 |  |  | 4 | 300 | [5 empty] | 64688 | NA |  | 23.67 |  | WSL |  | Te Kawerau a Maki,Ngāti Whātua,Ngāti Maru,Ngāti Whātua o Ōrākei,Ngāti Tamaoho,Ngāti Manuhiri,Te Patukirikiri,Ngāti Whanaunga,Ngāti Tamaterā,Ngāti Pāoa,Ngāi Tai ki Tāmaki,Ngāti Hako,Te Ākitai Waiohua | 3 | 3 | 3 | 2016 | te puna wai | no | 5 | 1 | 1 | CCTV Available (0-10 Years Old) & Soil Type Available | 2.7172 | 3 | 1 | 1 | 2.5 | Property Parcels | 1 |  | 1.5 | 0.98 | 0.0038285 | Modelled Flow Data Used & Depth Available | 23.6695 | 14
4032 | 4310 | 928066 | 10090351 | 194682 | DSGLF | Glenfield Branch Sewer TS4A | Gravity | Pipe | Buried | OP | CONC | None | 1975-01-01 |  |  | dwg | NI | Transmission | Legacy | 2 |  |  | 4 | 300 | [5 empty] | 64690 | NA |  | 23.1 |  | WSL |  | Te Kawerau a Maki,Ngāti Whātua,Ngāti Maru,Ngāti Whātua o Ōrākei,Ngāti Tamaoho,Ngāti Manuhiri,Te Patukirikiri,Ngāti Whanaunga,Ngāti Tamaterā,Ngāti Pāoa,Ngāi Tai ki Tāmaki,Ngāti Hako,Te Ākitai Waiohua | 2.27 | 2 | 2 | 2016 | te puna wai | no | 5 | 1 | 2 | CCTV Available (0-10 Years Old) & Soil Type Available | 2.7172 | 3 | 1 | 1 | 2.5 | Property Parcels | 1 |  | 1.5 | 0.98 | 0.0038285 | Modelled Flow Data Used & Depth Available | 23.0972 | 8
4216 | 4501 | 942732 | 10089445 | 193990 | DSBDD | Birkdale Diversion Branch Sewer TS14A | Gravity | Pipe | Buried | OP | PVC-U | None | 2011-05-27 | 47.4 |  | 0.1s | NI | Transmission | R0002855 | 2 |  |  | 4 | 355 | [5 empty] | 64152 | NA |  | 16.4 |  | WSL |  | Te Kawerau a Maki,Ngāti Whātua,Ngāti Maru,Ngāti Whātua o Ōrākei,Ngāti Tamaoho,Ngāti Manuhiri,Ngāti Whanaunga,Ngāti Tamaterā,Ngāti Pāoa,Ngāi Tai ki Tāmaki,Ngāti Hako,Te Ākitai Waiohua | 1.76 | 2 |  |  |  | no | 5 | 1 | 1 | CCTV NOT Available or Over 30 Years Old & Soil Type Available | 2.7172 | 3 | 1 | 1 | 2.5 | Property Parcels | 1 |  | 1.5 | 0.98 | 0.0038285 | Modelled Flow Data Used & Depth Available | 16.4003 | 8
4126 | 4408 | 930955 | 10089789 | 194380 | DSBMT | Belmont Branch Sewer TS2B | Gravity | Pipe | Buried | OP | CONC | None | 1967-01-01 |  |  | dwg | NI | Transmission | Legacy | 2 |  |  | 4 | 381 | [5 empty] | 64334 | NA |  | 65.55 |  | WSL |  | Te Kawerau a Maki,Ngāti Whātua,Ngāti Maru,Ngāti Whātua o Ōrākei,Ngāti Tamaoho,Te Patukirikiri,Ngāti Whanaunga,Ngāti Tamaterā,Ngāti Pāoa,Ngāi Tai ki Tāmaki,Ngāti Hako,Te Ākitai Waiohua | 3 | 3 | 3 | 2016 | te puna wai | no | 3 | 1 | 2 | CCTV Available (0-10 Years Old) & Soil Type Available | 2.7167 | 3 | 1 | 1 | 2.5 | Property Parcels | 1 | Significant Ecological Area - SEA_T_8180 | 1.5 | 0.98 | 0.0045942 | Modelled Flow Data Used & Depth Available | 65.5543 | 14
3862 | 4139 | 917245 | 10089795 | 194229 | DSBMT | Belmont Branch Sewer TS2B | Gravity | Pipe | Buried | OP | CONC | None | 1967-01-01 |  |  | dwg | NI | Transmission | Legacy | 2 |  |  | 4 | 381 | [5 empty] | 64340 | NA |  | 54.64 |  | WSL |  | Te Kawerau a Maki,Ngāti Whātua,Ngāti Maru,Ngāti Whātua o Ōrākei,Ngāti Tamaoho,Te Patukirikiri,Ngāti Whanaunga,Ngāti Tamaterā,Ngāti Pāoa,Ngāi Tai ki Tāmaki,Ngāti Hako,Te Ākitai Waiohua | 3 | 3 | 3 | 2016 | te puna wai | no | 3 | 1 | 2 | CCTV Available (0-10 Years Old) & Soil Type Available | 2.7167 | 3 | 1 | 1 | 2.5 | Property Parcels | 1 | Significant Ecological Area - SEA_T_8180 | 1.5 | 0.98 | 0.0045942 | Modelled Flow Data Used & Depth Available | 54.6403 | 14
3588 | 3861 | 931221 | 10089794 | 194085 | DSBMT | Belmont Branch Sewer TS2B | Gravity | Pipe | Buried | OP | CONC | None | 1967-01-01 |  |  | dwg | NI | Transmission | Legacy | 2 |  |  | 4 | 381 | [5 empty] | 64339 | NA |  | 40.23 |  | WSL |  | Te Kawerau a Maki,Ngāti Whātua,Ngāti Maru,Ngāti Whātua o Ōrākei,Ngāti Tamaoho,Te Patukirikiri,Ngāti Whanaunga,Ngāti Tamaterā,Ngāti Pāoa,Ngāi Tai ki Tāmaki,Ngāti Hako,Te Ākitai Waiohua | 4 | 4 | 4 | 2016 | te puna wai | no | 3 | 1 | 2 | CCTV Available (0-10 Years Old) & Soil Type Available | 2.7167 | 3 | 1 | 1 | 2.5 | Property Parcels | 1 | Significant Ecological Area - SEA_T_8180 | 1.5 | 0.98 | 0.0045942 | Modelled Flow Data Used & Depth Available | 40.2273 | 18
4134 | 4416 | 931217 | 10089793 | 194381 | DSBMT | Belmont Branch Sewer TS2B | Gravity | Pipe | Buried | OP | CONC | None | 1967-01-01 |  |  | dwg | NI | Transmission | Legacy | 2 |  |  | 4 | 381 | [5 empty] | 64338 | NA |  | 34.34 |  | WSL |  | Te Kawerau a Maki,Ngāti Whātua,Ngāti Maru,Ngāti Whātua o Ōrākei,Ngāti Tamaoho,Te Patukirikiri,Ngāti Whanaunga,Ngāti Tamaterā,Ngāti Pāoa,Ngāi Tai ki Tāmaki,Ngāti Hako,Te Ākitai Waiohua | 3 | 3 | 3 | 2016 | te puna wai | no | 3 | 1 | 2 | CCTV Available (0-10 Years Old) & Soil Type Available | 2.7167 | 3 | 1 | 1 | 2.5 | Property Parcels | 1 | Significant Ecological Area - SEA_T_8180 | 1.5 | 0.98 | 0.0045942 | Modelled Flow Data Used & Depth Available | 34.3358 | 14
4169 | 4451 | 930957 | 10089788 | 193838 | DSBMT | Belmont Branch Sewer TS2B | Gravity | Pipe | Buried | OP | CONC | None | 1967-01-01 |  |  | dwg | NI | Transmission | Legacy | 2 |  |  | 4 | 381 | [5 empty] | 64333 | NA |  | 33.42 |  | WSL |  | Te Kawerau a Maki,Ngāti Whātua,Ngāti Maru,Ngāti Whātua o Ōrākei,Ngāti Tamaoho,Te Patukirikiri,Ngāti Whanaunga,Ngāti Tamaterā,Ngāti Pāoa,Ngāi Tai ki Tāmaki,Ngāti Hako,Te Ākitai Waiohua | 3 | 3 | 3 | 2016 | te puna wai | no | 3 | 1 | 2 | CCTV Available (0-10 Years Old) & Soil Type Available | 2.7167 | 3 | 1 | 1 | 2.5 | Property Parcels | 1 | Significant Ecological Area - SEA_T_8180 | 1.5 | 0.98 | 0.0045942 | Modelled Flow Data Used & Depth Available | 33.4247 | 14
3229 | 3493 | 916887 | 10089787 | 194227 | DSBMT | Belmont Branch Sewer TS2B | Gravity | Pipe | Buried | OP | CONC | None | 1967-01-01 |  |  | dwg | NI | Transmission | Legacy | 2 |  |  | 4 | 381 | [5 empty] | 64332 | NA |  | 55.77 |  | WSL |  | Te Kawerau a Maki,Ngāti Whātua,Ngāti Maru,Ngāti Whātua o Ōrākei,Ngāti Tamaoho,Te Patukirikiri,Ngāti Whanaunga,Ngāti Tamaterā,Ngāti Pāoa,Ngāi Tai ki Tāmaki,Ngāti Hako,Te Ākitai Waiohua | 3 | 3 | 3 | 2016 | te puna wai | no | 1 | 1 | 2 | CCTV Available (0-10 Years Old) & Soil Type Available | 2.7167 | 3 | 1 | 1 | 2.5 | Property Parcels | 1 |  | 1.5 | 0.98 | 0.0045942 | Modelled Flow Data Used & Depth Available | 55.7665 | 14
4117 | 4399 | 931266 | 10089891 | 194400 | DSBYS | Bayswater Branch Sewer TS2A | Gravity | Pipe | Buried | OP | VC | None | 1928-08-01 |  |  | dwg | NI | Transmission | Legacy | 2 |  |  | 4 | 375 | [5 empty] | 64391 | NA |  | 48.2 |  | WSL |  | Te Kawerau a Maki,Ngāti Whātua,Ngāti Maru,Ngāti Whātua o Ōrākei,Ngāti Tamaoho,Te Patukirikiri,Ngāti Whanaunga,Ngāti Tamaterā,Ngāti Pāoa,Ngāi Tai ki Tāmaki,Ngāti Hako,Te Ākitai Waiohua | 2.41 | 2 |  |  |  | no | 1 | 1 | 3 | CCTV NOT Available or Over 30 Years Old & Soil Type Available | 2.7156 | 3 | 1 | 1 | 2.5 | Property Parcels | 1 |  | 1.5 | 0.98 | 0.0061256 | Modelled Flow Data Used & Depth Available | 48.2001 | 8
3398 | 3669 | 929874 | 10088017 | 194812 | DSHLC | Hillcrest Branch Sewer TS15 | Gravity | Pipe | Buried | OP | CONC | None | 1960-01-01 |  |  | dwg | NI | Transmission | Legacy | 2 |  |  | 4 | 355 | [5 empty] | 64881 | NA |  | 72.1 |  | WSL |  | Te Kawerau a Maki,Ngāti Whātua,Ngāti Maru,Ngāti Whātua o Ōrākei,Ngāti Tamaoho,Ngāti Manuhiri,Te Patukirikiri,Ngāti Whanaunga,Ngāti Tamaterā,Ngāti Pāoa,Ngāi Tai ki Tāmaki,Ngāti Hako,Te Ākitai Waiohua | 3 | 3 | 3 | 2016 | te puna wai | yes | 1 | 3 | 3 | CCTV Available (0-10 Years Old) & Soil Type Available | 2.715 | 3 | 1 | 1 | 2.5 | Property Parcels | 1 |  | 1.5 | 0.98 | 0.0068913 | Modelled Flow Data Used & Depth Available | 72.0983 | 14
3389 | 3658 | 929873 | 10088018 | 195493 | DSHLC | Hillcrest Branch Sewer TS15 | Gravity | Pipe | Buried | OP | CONC | None | 1960-01-01 |  |  | dwg | NI | Transmission | Legacy | 2 |  |  | 4 | 355 | [5 empty] | 64882 | NA |  | 2.15 |  | WSL |  | Te Kawerau a Maki,Ngāti Whātua,Ngāti Maru,Ngāti Whātua o Ōrākei,Ngāti Tamaoho,Ngāti Manuhiri,Te Patukirikiri,Ngāti Whanaunga,Ngāti Tamaterā,Ngāti Pāoa,Ngāi Tai ki Tāmaki,Ngāti Hako,Te Ākitai Waiohua | 3 | 3 | 3 | 2016 | te puna wai | yes | 1 | 3 | 3 | CCTV Available (0-10 Years Old) & Soil Type Available | 2.715 | 3 | 1 | 1 | 2.5 | Property Parcels | 1 |  | 1.5 | 0.98 | 0.0068913 | Modelled Flow Data Used & Depth Available | 2.1471 | 14
4097 | 4377 | 930810 | 10088025 | 194814 | DSHLC | Hillcrest Branch Sewer TS15 | Gravity | Pipe | Buried | OP | CONC | None | 1960-01-01 |  |  | dwg | NI | Transmission | Legacy | 2 |  |  | 4 | 355 | [5 empty] | 64889 | NA |  | 39.61 |  | WSL |  | Te Kawerau a Maki,Ngāti Whātua,Ngāti Maru,Ngāti Whātua o Ōrākei,Ngāti Tamaoho,Ngāti Manuhiri,Te Patukirikiri,Ngāti Whanaunga,Ngāti Tamaterā,Ngāti Pāoa,Ngāi Tai ki Tāmaki,Ngāti Hako,Te Ākitai Waiohua | 3 | 3 | 3 | 2016 | te puna wai | yes | 1 | 3 | 3 | CCTV Available (0-10 Years Old) & Soil Type Available | 2.7145 | 3 | 1 | 1 | 2.5 | Property Parcels | 1 |  | 1.5 | 0.98 | 0.007657 | Modelled Flow Data Used & Depth Available | 39.6133 | 14
3431 | 3704 | 937974 | 10089606 | 194047 | DSBHV | Beach Haven Branch Sewer TS10 | Gravity | Pipe | Buried | OP | CONC | None | 1962-01-01 |  |  | dwg | NI | Transmission | Legacy | 2 |  |  | 4 | 300 | [5 empty] | 64259 | NA |  | 101.61 |  | WSL |  | Te Kawerau a Maki,Ngāti Whātua,Ngāti Maru,Ngāti Whātua o Ōrākei,Ngāti Tamaoho,Ngāti Manuhiri,Ngāti Tamaterā,Ngāi Tai ki Tāmaki,Ngāti Hako,Te Ākitai Waiohua | 2.41 | 2 |  |  |  | no | 1 | 1 | 3 | CCTV NOT Available or Over 30 Years Old & Soil Type Available | 2.7139 | 3 | 1 | 1 | 2.5 | Property Parcels | 1 |  | 1.5 | 0.98 | 0.0084227 | Modelled Flow Data Used & Depth Available | 101.6081 | 8
3441 | 3714 | 938050 | 10089591 | 194247 | DSBHV | Beach Haven Branch Sewer TS10 | Gravity | Pipe | Buried | OP | CONC | None | 1974-01-01 |  |  | dwg | NI | Transmission | Legacy | 2 |  |  | 4 | 300 | [5 empty] | 64244 | NA |  | 90.84 |  | WSL |  | Te Kawerau a Maki,Ngāti Whātua,Ngāti Maru,Ngāti Whātua o Ōrākei,Ngāti Tamaoho,Ngāti Manuhiri,Ngāti Tamaterā,Ngāi Tai ki Tāmaki,Ngāti Hako,Te Ākitai Waiohua | 1.71 | 2 |  |  |  | no | 1 | 1 | 2 | CCTV NOT Available or Over 30 Years Old & Soil Type Available | 2.7139 | 3 | 1 | 1 | 2.5 | Property Parcels | 1 |  | 1.5 | 0.98 | 0.0084227 | Modelled Flow Data Used & Depth Available | 90.8425 | 8
3435 | 3708 | 937736 | 10089613 | 193995 | DSBHV | Beach Haven Branch Sewer TS10 | Gravity | Pipe | Buried | OP | CONC | None | 1974-01-01 |  |  | dwg | NI | Transmission | Legacy | 2 |  |  | 4 | 300 | [5 empty] | 64266 | NA |  | 68.59 |  | WSL |  | Te Kawerau a Maki,Ngāti Whātua,Ngāti Maru,Ngāti Whātua o Ōrākei,Ngāti Tamaoho,Ngāti Manuhiri,Ngāti Tamaterā,Ngāi Tai ki Tāmaki,Ngāti Hako,Te Ākitai Waiohua | 1.71 | 2 |  |  |  | no | 1 | 1 | 2 | CCTV NOT Available or Over 30 Years Old & Soil Type Available | 2.7139 | 3 | 1 | 1 | 2.5 | Property Parcels | 1 |  | 1.5 | 0.98 | 0.0084227 | Modelled Flow Data Used & Depth Available | 68.5924 | 8
4268 | 4553 | 937941 | 10089608 | 193802 | DSBHV | Beach Haven Branch Sewer TS10 | Gravity | Pipe | Buried | OP | CONC | None | 1974-01-01 |  |  | dwg | NI | Transmission | Legacy | 2 |  |  | 4 | 300 | [5 empty] | 64261 | NA |  | 63.67 |  | WSL |  | Te Kawerau a Maki,Ngāti Whātua,Ngāti Maru,Ngāti Whātua o Ōrākei,Ngāti Tamaoho,Ngāti Manuhiri,Ngāti Tamaterā,Ngāi Tai ki Tāmaki,Ngāti Hako,Te Ākitai Waiohua | 1.71 | 2 |  |  |  | no | 1 | 1 | 2 | CCTV NOT Available or Over 30 Years Old & Soil Type Available | 2.7139 | 3 | 1 | 1 | 2.5 | Property Parcels | 1 |  | 1.5 | 0.98 | 0.0084227 | Modelled Flow Data Used & Depth Available | 63.6714 | 8
3611 | 3884 | 907958 | 10089598 | 194045 | DSBHV | Beach Haven Branch Sewer TS10 | Gravity | Pipe | Buried | OP | CONC | None | 1990-01-01 |  |  | dwg | NI | Transmission | Legacy | 2 |  |  | 4 | 300 | [5 empty] | 64251 | NA |  | 51.42 |  | WSL |  | Te Kawerau a Maki,Ngāti Whātua,Ngāti Maru,Ngāti Whātua o Ōrākei,Ngāti Tamaoho,Ngāti Manuhiri,Ngāti Tamaterā,Ngāi Tai ki Tāmaki,Ngāti Hako,Te Ākitai Waiohua | 1 | 1 |  |  |  | no | 1 | 1 | 1 | CCTV NOT Available or Over 30 Years Old & Soil Type Available | 2.7139 | 3 | 1 | 1 | 2.5 | Property Parcels | 1 |  | 1.5 | 0.98 | 0.0084227 | Modelled Flow Data Used & Depth Available | 51.4162 | 4
3466 | 3739 | 937972 | 10089604 | 193801 | DSBHV | Beach Haven Branch Sewer TS10 | Gravity | Pipe | Buried | OP | CONC | None | 1974-01-01 |  |  | dwg | NI | Transmission | Legacy | 2 |  |  | 4 | 300 | [5 empty] | 64257 | NA |  | 37.12 |  | WSL |  | Te Kawerau a Maki,Ngāti Whātua,Ngāti Maru,Ngāti Whātua o Ōrākei,Ngāti Tamaoho,Ngāti Manuhiri,Ngāti Tamaterā,Ngāi Tai ki Tāmaki,Ngāti Hako,Te Ākitai Waiohua | 1.71 | 2 |  |  |  | no | 1 | 1 | 2 | CCTV NOT Available or Over 30 Years Old & Soil Type Available | 2.7139 | 3 | 1 | 1 | 2.5 | Property Parcels | 1 |  | 1.5 | 0.98 | 0.0084227 | Modelled Flow Data Used & Depth Available | 37.1234 | 8
4202 | 4486 | 937770 | 10089607 | 194251 | DSBHV | Beach Haven Branch Sewer TS10 | Gravity | Pipe | Buried | OP | CONC | None | 1974-01-01 |  |  | dwg | NI | Transmission | Legacy | 2 |  |  | 4 | 300 | [5 empty] | 64260 | NA |  | 21.3 |  | WSL |  | Te Kawerau a Maki,Ngāti Whātua,Ngāti Maru,Ngāti Whātua o Ōrākei,Ngāti Tamaoho,Ngāti Manuhiri,Ngāti Tamaterā,Ngāi Tai ki Tāmaki,Ngāti Hako,Te Ākitai Waiohua | 1.71 | 2 |  |  |  | no | 1 | 1 | 2 | CCTV NOT Available or Over 30 Years Old & Soil Type Available | 2.7139 | 3 | 1 | 1 | 2.5 | Property Parcels | 1 |  | 1.5 | 0.98 | 0.0084227 | Modelled Flow Data Used & Depth Available | 21.3027 | 8
2702 | 2940 | 15989 | 10007738 | 196422 | DSPPE | Papatoetoe North East Branch | Gravity | Pipe | Piered | OP | CLS | None | 1958-06-30 | 5.03 | 4.77 | dwg | SI | Transmission | DU0705 | 2 |  |  | 4 | 310 | [5 empty] | 77036 | NA |  | 33.08 |  | WSL |  | Waikato,Te Kawerau a Maki,Ngāti Maru,Ngāti Tamaoho,Ngāti Tamaterā,Ngāi Tai ki Tāmaki,Ngāti Hako,Te Ākitai Waiohua | 4.03 | 4 | 3 | 2018 | te puna wai | no | 5 | 3 | 5 | CCTV Available (0-10 Years Old) & Soil Type Available | 2.7139 | 3 | 1 | 1 | 2.5 | Property Parcels | 1 |  | 1.5 | 0.98 | 0.0084777 | Modelled Flow Data Used & Depth Available | 33.079 | 18
4115 | 4397 | 934243 | 10089847 | 194029 | DSBUR | Bush Road Branch Sewer TS25A | Gravity | Pipe | Buried | OP | CONC | None | 1997-01-01 |  |  | dwg | NI | Transmission | Legacy | 2 |  |  | 4 | 300 | [5 empty] | 64364 | NA |  | 92.9 |  | WSL |  | Te Kawerau a Maki,Ngāti Whātua,Ngāti Maru,Ngāti Whātua o Kaipara,Ngāti Whātua o Ōrākei,Ngāti Tamaoho,Ngāti Manuhiri,Ngāti Whanaunga,Ngāti Tamaterā,Ngāti Pāoa,Ngāi Tai ki Tāmaki,Ngāti Hako,Te Ākitai Waiohua | 1.21 | 1 |  |  |  | no | 1 | 3 | 1 | CCTV NOT Available or Over 30 Years Old & Soil Type Available | 2.7128 | 3 | 1 | 1 | 2.5 | Property Parcels | 1 |  | 1.5 | 0.98 | 0.0099541 | Modelled Flow Data Used & Depth Available | 92.904 | 4
3231 | 3495 | 911502 | 10089842 | 194542 | DSBUR | Bush Road Branch Sewer TS25A | Gravity | Pipe | Buried | OP | CONC | None | 1997-01-01 |  |  | dwg | NI | Transmission | Legacy | 2 |  |  | 4 | 300 | [5 empty] | 64359 | NA |  | 89.94 |  | WSL |  | Te Kawerau a Maki,Ngāti Whātua,Ngāti Maru,Ngāti Whātua o Kaipara,Ngāti Whātua o Ōrākei,Ngāti Tamaoho,Ngāti Manuhiri,Ngāti Whanaunga,Ngāti Tamaterā,Ngāti Pāoa,Ngāi Tai ki Tāmaki,Ngāti Hako,Te Ākitai Waiohua | 1.21 | 1 |  |  |  | no | 1 | 3 | 1 | CCTV NOT Available or Over 30 Years Old & Soil Type Available | 2.7128 | 3 | 1 | 1 | 2.5 | Property Parcels | 1 |  | 1.5 | 0.98 | 0.0099541 | Modelled Flow Data Used & Depth Available | 89.9406 | 4
4035 | 4313 | 934244 | 10089846 | 194543 | DSBUR | Bush Road Branch Sewer TS25A | Gravity | Pipe | Buried | OP | CONC | None | 1997-01-01 |  |  | dwg | NI | Transmission | Legacy | 2 |  |  | 4 | 300 | [5 empty] | 64363 | NA |  | 77.23 |  | WSL |  | Te Kawerau a Maki,Ngāti Whātua,Ngāti Maru,Ngāti Whātua o Kaipara,Ngāti Whātua o Ōrākei,Ngāti Tamaoho,Ngāti Manuhiri,Ngāti Whanaunga,Ngāti Tamaterā,Ngāti Pāoa,Ngāi Tai ki Tāmaki,Ngāti Hako,Te Ākitai Waiohua | 1.21 | 1 |  |  |  | no | 1 | 3 | 1 | CCTV NOT Available or Over 30 Years Old & Soil Type Available | 2.7128 | 3 | 1 | 1 | 2.5 | Property Parcels | 1 |  | 1.5 | 0.98 | 0.0099541 | Modelled Flow Data Used & Depth Available | 77.2266 | 4
2967 | 3226 | 907613 | 10089844 | 194392 | DSBUR | Bush Road Branch Sewer TS25A | Gravity | Pipe | Buried | OP | CONC | None | 1997-01-01 |  |  | dwg | NI | Transmission | Legacy | 2 |  |  | 4 | 300 | [5 empty] | 64361 | NA |  | 74.1 |  | WSL |  | Te Kawerau a Maki,Ngāti Whātua,Ngāti Maru,Ngāti Whātua o Kaipara,Ngāti Whātua o Ōrākei,Ngāti Tamaoho,Ngāti Manuhiri,Ngāti Whanaunga,Ngāti Tamaterā,Ngāti Pāoa,Ngāi Tai ki Tāmaki,Ngāti Hako,Te Ākitai Waiohua | 1.21 | 1 |  |  |  | no | 1 | 3 | 1 | CCTV NOT Available or Over 30 Years Old & Soil Type Available | 2.7128 | 3 | 1 | 1 | 2.5 | Property Parcels | 1 |  | 1.5 | 0.98 | 0.0099541 | Modelled Flow Data Used & Depth Available | 74.0969 | 4
3561 | 3834 | 908527 | 10089843 | 194028 | DSBUR | Bush Road Branch Sewer TS25A | Gravity | Pipe | Buried | OP | CONC | None | 1997-01-01 |  |  | dwg | NI | Transmission | Legacy | 2 |  |  | 4 | 300 | [5 empty] | 64360 | NA |  | 70.09 |  | WSL |  | Te Kawerau a Maki,Ngāti Whātua,Ngāti Maru,Ngāti Whātua o Kaipara,Ngāti Whātua o Ōrākei,Ngāti Tamaoho,Ngāti Manuhiri,Ngāti Whanaunga,Ngāti Tamaterā,Ngāti Pāoa,Ngāi Tai ki Tāmaki,Ngāti Hako,Te Ākitai Waiohua | 1.21 | 1 |  |  |  | no | 1 | 3 | 1 | CCTV NOT Available or Over 30 Years Old & Soil Type Available | 2.7128 | 3 | 1 | 1 | 2.5 | Property Parcels | 1 |  | 1.5 | 0.98 | 0.0099541 | Modelled Flow Data Used & Depth Available | 70.0906 | 4
4167 | 4449 | 934241 | 10089848 | 194393 | DSBUR | Bush Road Branch Sewer TS25A | Gravity | Pipe | Buried | OP | CONC | None | 1997-01-01 |  |  | dwg | NI | Transmission | Legacy | 2 |  |  | 4 | 300 | [5 empty] | 64365 | NA |  | 52.11 |  | WSL |  | Te Kawerau a Maki,Ngāti Whātua,Ngāti Maru,Ngāti Whātua o Kaipara,Ngāti Whātua o Ōrākei,Ngāti Tamaoho,Ngāti Manuhiri,Ngāti Whanaunga,Ngāti Tamaterā,Ngāti Pāoa,Ngāi Tai ki Tāmaki,Ngāti Hako,Te Ākitai Waiohua | 1.21 | 1 |  |  |  | no | 1 | 3 | 1 | CCTV NOT Available or Over 30 Years Old & Soil Type Available | 2.7128 | 3 | 1 | 1 | 2.5 | Property Parcels | 1 |  | 1.5 | 0.98 | 0.0099541 | Modelled Flow Data Used & Depth Available | 52.1108 | 4
3247 | 3511 | 922533 | 10089398 | 193977 | DSBBN | Browns Bay North Branch Sewer TS7C | Gravity | Pipe | Buried | OP | PVC-U | None | 1985-01-01 |  |  | dwg | NI | Transmission | Legacy | 2 |  |  | 4 | 300 | [5 empty] | 64126 | NA |  | 47.45 |  | WSL |  | Te Kawerau a Maki,Ngāti Whātua,Ngāti Maru,Ngāti Whātua o Ōrākei,Ngāti Tamaoho,Ngāti Manuhiri,Te Patukirikiri,Ngāti Whanaunga,Ngāti Tamaterā,Ngāti Pāoa,Ngāi Tai ki Tāmaki,Ngāti Hako,Te Ākitai Waiohua | 1.76 | 2 |  |  |  | no | 5 | 1 | 1 | CCTV NOT Available or Over 30 Years Old & Soil Type Available | 2.7117 | 3 | 1 | 1 | 2.5 | Property Parcels | 1 |  | 1.5 | 0.98 | 0.011485 | Modelled Flow Data Used & Depth Available | 47.4505 | 8
3298 | 3564 | 922537 | 10089396 | 193731 | DSBBN | Browns Bay North Branch Sewer TS7C | Gravity | Pipe | Buried | OP | CONC | None | 1979-01-01 |  |  | dwg | NI | Transmission | Legacy | 2 |  |  | 4 | 300 | [5 empty] | 64124 | NA |  | 13.33 |  | WSL |  | Te Kawerau a Maki,Ngāti Whātua,Ngāti Maru,Ngāti Whātua o Ōrākei,Ngāti Tamaoho,Ngāti Manuhiri,Te Patukirikiri,Ngāti Whanaunga,Ngāti Tamaterā,Ngāti Pāoa,Ngāi Tai ki Tāmaki,Ngāti Hako,Te Ākitai Waiohua | 2.46 | 2 |  |  |  | no | 5 | 1 | 2 | CCTV NOT Available or Over 30 Years Old & Soil Type Available | 2.7117 | 3 | 1 | 1 | 2.5 | Property Parcels | 1 |  | 1.5 | 0.98 | 0.011485 | Modelled Flow Data Used & Depth Available | 13.3276 | 8
4238 | 4523 | 938058 | 10089587 | 194246 | DSBHV | Beach Haven Branch Sewer TS10 | Gravity | Pipe | Buried | OP | CONC | None | 1961-01-01 |  |  | dwg | NI | Transmission | Legacy | 2 |  |  | 4 | 300 | [5 empty] | 64240 | NA |  | 33.1 |  | WSL |  | Te Kawerau a Maki,Ngāti Whātua,Ngāti Maru,Ngāti Whātua o Ōrākei,Ngāti Tamaoho,Ngāti Manuhiri,Ngāti Tamaterā,Ngāi Tai ki Tāmaki,Ngāti Hako,Te Ākitai Waiohua | 3.17 | 3 |  |  |  | no | 5 | 1 | 3 | CCTV NOT Available or Over 30 Years Old & Soil Type Available | 2.7112 | 3 | 1 | 1 | 2.5 | Property Parcels | 1 |  | 1.5 | 0.98 | 0.012251 | Modelled Flow Data Used & Depth Available | 33.0968 | 14
4234 | 4519 | 937704 | 10089495 | 193765 | DSBDW | Birkdale West Branch Sewer TS12 | Gravity | Pipe | Buried | OP | CONC | None | 1962-01-01 |  |  | dwg | NI | Transmission | Legacy | 2 |  |  | 4 | 300 | [5 empty] | 64185 | NA |  | 53.9 |  | WSL |  | Te Kawerau a Maki,Ngāti Whātua,Ngāti Maru,Ngāti Whātua o Ōrākei,Ngāti Tamaoho,Ngāti Manuhiri,Ngāti Tamaterā,Ngāi Tai ki Tāmaki,Ngāti Hako,Te Ākitai Waiohua | 2.79 | 3 |  |  |  | no | 3 | 1 | 3 | CCTV NOT Available or Over 30 Years Old & Soil Type Available | 2.7112 | 3 | 1 | 1 | 2.5 | Property Parcels | 1 |  | 1.5 | 0.98 | 0.012251 | Modelled Flow Data Used & Depth Available | 53.905 | 14
3819 | 4095 | 920052 | 10089494 | 194232 | DSBDW | Birkdale West Branch Sewer TS12 | Gravity | Pipe | Buried | OP | CONC | None | 1962-01-01 |  |  | dwg | NI | Transmission | Legacy | 2 |  |  | 4 | 300 | [5 empty] | 64184 | NA |  | 41.19 |  | WSL |  | Te Kawerau a Maki,Ngāti Whātua,Ngāti Maru,Ngāti Whātua o Ōrākei,Ngāti Tamaoho,Ngāti Manuhiri,Ngāti Tamaterā,Ngāi Tai ki Tāmaki,Ngāti Hako,Te Ākitai Waiohua | 2.79 | 3 |  |  |  | no | 3 | 1 | 3 | CCTV NOT Available or Over 30 Years Old & Soil Type Available | 2.7112 | 3 | 1 | 1 | 2.5 | Property Parcels | 1 |  | 1.5 | 0.98 | 0.012251 | Modelled Flow Data Used & Depth Available | 41.1912 | 14
3782 | 4057 | 912183 | 10089491 | 193764 | DSBDW | Birkdale West Branch Sewer TS12 | Gravity | Pipe | Buried | OP | CONC | None | 1962-01-01 |  |  | dwg | NI | Transmission | Legacy | 2 |  |  | 4 | 300 | [5 empty] | 64181 | NA |  | 22.35 |  | WSL |  | Te Kawerau a Maki,Ngāti Whātua,Ngāti Maru,Ngāti Whātua o Ōrākei,Ngāti Tamaoho,Ngāti Manuhiri,Ngāti Whanaunga,Ngāti Tamaterā,Ngāi Tai ki Tāmaki,Ngāti Hako,Te Ākitai Waiohua | 2.79 | 3 |  |  |  | no | 3 | 1 | 3 | CCTV NOT Available or Over 30 Years Old & Soil Type Available | 2.7112 | 3 | 1 | 1 | 2.5 | Property Parcels | 1 |  | 1.5 | 0.98 | 0.012251 | Modelled Flow Data Used & Depth Available | 22.3545 | 14
3560 | 3833 | 938241 | 10089484 | 193948 | DSBDW | Birkdale West Branch Sewer TS12 | Gravity | Pipe | Buried | OP | CONC | None | 1962-01-01 |  |  | dwg | NI | Transmission | Legacy | 2 |  |  | 4 | 300 | [5 empty] | 64174 | NA |  | 9.44 |  | WSL |  | Te Kawerau a Maki,Ngāti Whātua,Ngāti Maru,Ngāti Whātua o Ōrākei,Ngāti Tamaoho,Ngāti Manuhiri,Ngāti Whanaunga,Ngāti Tamaterā,Ngāi Tai ki Tāmaki,Ngāti Hako,Te Ākitai Waiohua | 2.79 | 3 |  |  |  | no | 3 | 1 | 3 | CCTV NOT Available or Over 30 Years Old & Soil Type Available | 2.7112 | 3 | 1 | 1 | 2.5 | Property Parcels | 1 | Significant Ecological Area - SEA_T_8039 | 1.5 | 0.98 | 0.012251 | Modelled Flow Data Used & Depth Available | 9.4422 | 14
3730 | 4005 | 920192 | 10089348 | 193886 | DSBAV | Bayview Branch Sewer TS13 | Gravity | Pipe | Buried | OP | CONC | None | 1972-01-01 |  |  | dwg | NI | Transmission | Legacy | 2 |  |  | 4 | 355 | [5 empty] | 64105 | NA |  | 171.31 |  | WSL |  | Te Kawerau a Maki,Ngāti Whātua,Ngāti Maru,Ngāti Whātua o Ōrākei,Ngāti Tamaoho,Ngāti Manuhiri,Ngāti Whanaunga,Ngāti Tamaterā,Ngāti Pāoa,Ngāi Tai ki Tāmaki,Ngāti Hako,Te Ākitai Waiohua | 1.71 | 2 |  |  | CCTV app | yes | 1 | 1 | 2 | CCTV NOT Available or Over 30 Years Old & Soil Type Available | 2.7112 | 3 | 1 | 1 | 2.5 | Property Parcels | 1 |  | 1.5 | 0.98 | 0.012251 | Modelled Flow Data Used & Depth Available | 171.3132 | 8
4194 | 4478 | 935132 | 10089345 | 193885 | DSBAV | Bayview Branch Sewer TS13 | Gravity | Pipe | Buried | OP | CONC | None | 1972-01-01 |  |  | dwg | NI | Transmission | Legacy | 2 |  |  | 4 | 355 | [5 empty] | 64102 | NA |  | 91.67 |  | WSL |  | Te Kawerau a Maki,Ngāti Whātua,Ngāti Maru,Ngāti Whātua o Ōrākei,Ngāti Tamaoho,Ngāti Manuhiri,Ngāti Whanaunga,Ngāti Tamaterā,Ngāti Pāoa,Ngāi Tai ki Tāmaki,Ngāti Hako,Te Ākitai Waiohua | 1.71 | 2 |  |  | CCTV app | yes | 1 | 1 | 2 | CCTV NOT Available or Over 30 Years Old & Soil Type Available | 2.7112 | 3 | 1 | 1 | 2.5 | Property Parcels | 1 | Place Of Historic Heritage - Hellyers Creek water supply site R10_773 | 1.5 | 0.98 | 0.012251 | Modelled Flow Data Used & Depth Available | 91.6729 | 8
4222 | 4507 | 934245 | 10089346 | 194131 | DSBAV | Bayview Branch Sewer TS13 | Gravity | Pipe | Buried | OP | CONC | None | 1972-01-01 |  |  | dwg | NI | Transmission | Legacy | 2 |  |  | 4 | 355 | [5 empty] | 64103 | NA |  | 68.37 |  | WSL |  | Te Kawerau a Maki,Ngāti Whātua,Ngāti Maru,Ngāti Whātua o Ōrākei,Ngāti Tamaoho,Ngāti Manuhiri,Ngāti Whanaunga,Ngāti Tamaterā,Ngāti Pāoa,Ngāi Tai ki Tāmaki,Ngāti Hako,Te Ākitai Waiohua | 1.71 | 2 |  |  | CCTV app | yes | 1 | 1 | 2 | CCTV NOT Available or Over 30 Years Old & Soil Type Available | 2.7112 | 3 | 1 | 1 | 2.5 | Property Parcels | 1 | Place Of Historic Heritage - Hellyers Creek water supply site R10_773, Significant Ecological Area - SEA_T_8313 | 1.5 | 0.98 | 0.012251 | Modelled Flow Data Used & Depth Available | 68.3738 | 8
3450 | 3723 | 938028 | 10089570 | 194026 | DSBHV | Beach Haven Branch Sewer TS10 | Gravity | Pipe | Buried | OP | CONC | None | 1961-01-01 |  |  | dwg | NI | Transmission | Legacy | 2 |  |  | 4 | 355 | [5 empty] | 64223 | NA |  | 68.28 |  | WSL |  | Te Kawerau a Maki,Ngāti Whātua,Ngāti Maru,Ngāti Whātua o Ōrākei,Ngāti Tamaoho,Ngāti Manuhiri,Ngāti Whanaunga,Ngāti Tamaterā,Ngāi Tai ki Tāmaki,Ngāti Hako,Te Ākitai Waiohua | 2.41 | 2 |  |  |  | no | 1 | 1 | 3 | CCTV NOT Available or Over 30 Years Old & Soil Type Available | 2.7112 | 3 | 1 | 1 | 2.5 | Property Parcels | 1 |  | 1.5 | 0.98 | 0.012251 | Modelled Flow Data Used & Depth Available | 68.2825 | 8
3478 | 3751 | 937477 | 10089577 | 193980 | DSBHV | Beach Haven Branch Sewer TS10 | Gravity | Pipe | Buried | OP | CONC | None | 1961-01-01 |  |  | dwg | NI | Transmission | Legacy | 2 |  |  | 4 | 355 | [5 empty] | 64230 | NA |  | 68.13 |  | WSL |  | Te Kawerau a Maki,Ngāti Whātua,Ngāti Maru,Ngāti Whātua o Ōrākei,Ngāti Tamaoho,Ngāti Manuhiri,Ngāti Whanaunga,Ngāti Tamaterā,Ngāi Tai ki Tāmaki,Ngāti Hako,Te Ākitai Waiohua | 2.41 | 2 |  |  |  | no | 1 | 1 | 3 | CCTV NOT Available or Over 30 Years Old & Soil Type Available | 2.7112 | 3 | 1 | 1 | 2.5 | Property Parcels | 1 |  | 1.5 | 0.98 | 0.012251 | Modelled Flow Data Used & Depth Available | 68.1252 | 8
3456 | 3729 | 937740 | 10089502 | 194234 | DSBDW | Birkdale West Branch Sewer TS12 | Gravity | Pipe | Buried | OP | CONC | None | 1962-01-01 |  |  | dwg | NI | Transmission | Legacy | 2 |  |  | 4 | 300 | [5 empty] | 64192 | NA |  | 53.18 |  | WSL |  | Te Kawerau a Maki,Ngāti Whātua,Ngāti Maru,Ngāti Whātua o Ōrākei,Ngāti Tamaoho,Ngāti Manuhiri,Ngāti Tamaterā,Ngāi Tai ki Tāmaki,Ngāti Hako,Te Ākitai Waiohua | 2.41 | 2 |  |  |  | no | 1 | 1 | 3 | CCTV NOT Available or Over 30 Years Old & Soil Type Available | 2.7112 | 3 | 1 | 1 | 2.5 | Property Parcels | 1 | Significant Ecological Area - SEA_T_8039 | 1.5 | 0.98 | 0.012251 | Modelled Flow Data Used & Depth Available | 53.1797 | 8
3138 | 3400 | 908974 | 10089497 | 194011 | DSBDW | Birkdale West Branch Sewer TS12 | Gravity | Pipe | Buried | OP | CONC | None | 1962-01-01 |  |  | dwg | NI | Transmission | Legacy | 2 |  |  | 4 | 300 | [5 empty] | 64187 | NA |  | 38.52 |  | WSL |  | Te Kawerau a Maki,Ngāti Whātua,Ngāti Maru,Ngāti Whātua o Ōrākei,Ngāti Tamaoho,Ngāti Manuhiri,Ngāti Tamaterā,Ngāi Tai ki Tāmaki,Ngāti Hako,Te Ākitai Waiohua | 2.41 | 2 |  |  |  | no | 1 | 1 | 3 | CCTV NOT Available or Over 30 Years Old & Soil Type Available | 2.7112 | 3 | 1 | 1 | 2.5 | Property Parcels | 1 |  | 1.5 | 0.98 | 0.012251 | Modelled Flow Data Used & Depth Available | 38.5211 | 8
3707 | 3982 | 906737 | 10089487 | 193763 | DSBDW | Birkdale West Branch Sewer TS12 | Gravity | Pipe | Buried | OP | CONC | None | 1962-01-01 |  |  | dwg | NI | Transmission | Legacy | 2 |  |  | 4 | 300 | [5 empty] | 64177 | NA |  | 38.5 |  | WSL |  | Te Kawerau a Maki,Ngāti Whātua,Ngāti Maru,Ngāti Whātua o Ōrākei,Ngāti Tamaoho,Ngāti Manuhiri,Ngāti Whanaunga,Ngāti Tamaterā,Ngāi Tai ki Tāmaki,Ngāti Hako,Te Ākitai Waiohua | 2.41 | 2 |  |  |  | no | 1 | 1 | 3 | CCTV NOT Available or Over 30 Years Old & Soil Type Available | 2.7112 | 3 | 1 | 1 | 2.5 | Property Parcels | 1 | Significant Ecological Area - SEA_T_8039 | 1.5 | 0.98 | 0.012251 | Modelled Flow Data Used & Depth Available | 38.5033 | 8
3428 | 3701 | 937743 | 10089501 | 194012 | DSBDW | Birkdale West Branch Sewer TS12 | Gravity | Pipe | Buried | OP | CONC | None | 1962-01-01 |  |  | dwg | NI | Transmission | Legacy | 2 |  |  | 4 | 300 | [5 empty] | 64191 | NA |  | 36.14 |  | WSL |  | Te Kawerau a Maki,Ngāti Whātua,Ngāti Maru,Ngāti Whātua o Ōrākei,Ngāti Tamaoho,Ngāti Manuhiri,Ngāti Tamaterā,Ngāi Tai ki Tāmaki,Ngāti Hako,Te Ākitai Waiohua | 2.41 | 2 |  |  |  | no | 1 | 1 | 3 | CCTV NOT Available or Over 30 Years Old & Soil Type Available | 2.7112 | 3 | 1 | 1 | 2.5 | Property Parcels | 1 | Significant Ecological Area - SEA_T_8039 | 1.5 | 0.98 | 0.012251 | Modelled Flow Data Used & Depth Available | 36.136 | 8
3783 | 4058 | 913879 | 10089488 | 193955 | DSBDW | Birkdale West Branch Sewer TS12 | Gravity | Pipe | Buried | OP | CONC | None | 1962-01-01 |  |  | dwg | NI | Transmission | Legacy | 2 |  |  | 4 | 300 | [5 empty] | 64178 | NA |  | 36.03 |  | WSL |  | Te Kawerau a Maki,Ngāti Whātua,Ngāti Maru,Ngāti Whātua o Ōrākei,Ngāti Tamaoho,Ngāti Manuhiri,Ngāti Whanaunga,Ngāti Tamaterā,Ngāi Tai ki Tāmaki,Ngāti Hako,Te Ākitai Waiohua | 2.41 | 2 |  |  |  | no | 1 | 1 | 3 | CCTV NOT Available or Over 30 Years Old & Soil Type Available | 2.7112 | 3 | 1 | 1 | 2.5 | Property Parcels | 1 | Significant Ecological Area - SEA_T_8039 | 1.5 | 0.98 | 0.012251 | Modelled Flow Data Used & Depth Available | 36.0282 | 8
3088 | 3349 | 910023 | 10089578 | 194034 | DSBHV | Beach Haven Branch Sewer TS10 | Gravity | Pipe | Buried | OP | CONC | None | 1961-01-01 |  |  | dwg | NI | Transmission | Legacy | 2 |  |  | 4 | 355 | [5 empty] | 64231 | NA |  | 33.21 |  | WSL |  | Te Kawerau a Maki,Ngāti Whātua,Ngāti Maru,Ngāti Whātua o Ōrākei,Ngāti Tamaoho,Ngāti Manuhiri,Ngāti Whanaunga,Ngāti Tamaterā,Ngāi Tai ki Tāmaki,Ngāti Hako,Te Ākitai Waiohua | 2.41 | 2 |  |  |  | no | 1 | 1 | 3 | CCTV NOT Available or Over 30 Years Old & Soil Type Available | 2.7112 | 3 | 1 | 1 | 2.5 | Property Parcels | 1 |  | 1.5 | 0.98 | 0.012251 | Modelled Flow Data Used & Depth Available | 33.2092 | 8
3810 | 4086 | 920051 | 10089492 | 193956 | DSBDW | Birkdale West Branch Sewer TS12 | Gravity | Pipe | Buried | OP | CONC | None | 1962-01-01 |  |  | dwg | NI | Transmission | Legacy | 2 |  |  | 4 | 300 | [5 empty] | 64182 | NA |  | 23.95 |  | WSL |  | Te Kawerau a Maki,Ngāti Whātua,Ngāti Maru,Ngāti Whātua o Ōrākei,Ngāti Tamaoho,Ngāti Manuhiri,Ngāti Whanaunga,Ngāti Tamaterā,Ngāi Tai ki Tāmaki,Ngāti Hako,Te Ākitai Waiohua | 2.41 | 2 |  |  |  | no | 1 | 1 | 3 | CCTV NOT Available or Over 30 Years Old & Soil Type Available | 2.7112 | 3 | 1 | 1 | 2.5 | Property Parcels | 1 |  | 1.5 | 0.98 | 0.012251 | Modelled Flow Data Used & Depth Available | 23.9451 | 8
4046 | 4325 | 935100 | 10089344 | 193692 | DSBAV | Bayview Branch Sewer TS13 | Gravity | Pipe | Buried | OP | CONC | None | 1972-01-01 |  |  | dwg | NI | Transmission | Legacy | 2 |  |  | 4 | 355 | [5 empty] | 64101 | NA |  | 21.73 |  | WSL |  | Te Kawerau a Maki,Ngāti Whātua,Ngāti Maru,Ngāti Whātua o Ōrākei,Ngāti Tamaoho,Ngāti Manuhiri,Ngāti Whanaunga,Ngāti Tamaterā,Ngāti Pāoa,Ngāi Tai ki Tāmaki,Ngāti Hako,Te Ākitai Waiohua | 1.71 | 2 |  |  | CCTV app | yes | 1 | 1 | 2 | CCTV NOT Available or Over 30 Years Old & Soil Type Available | 2.7112 | 3 | 1 | 1 | 2.5 | Property Parcels | 1 |  | 1.5 | 0.98 | 0.012251 | Modelled Flow Data Used & Depth Available | 21.7345 | 8
3216 | 3480 | 920049 | 10089493 | 194010 | DSBDW | Birkdale West Branch Sewer TS12 | Gravity | Pipe | Buried | OP | CONC | None | 1962-01-01 |  |  | dwg | NI | Transmission | Legacy | 2 |  |  | 4 | 300 | [5 empty] | 64183 | NA |  | 19.99 |  | WSL |  | Te Kawerau a Maki,Ngāti Whātua,Ngāti Maru,Ngāti Whātua o Ōrākei,Ngāti Tamaoho,Ngāti Manuhiri,Ngāti Tamaterā,Ngāi Tai ki Tāmaki,Ngāti Hako,Te Ākitai Waiohua | 2.41 | 2 |  |  |  | no | 1 | 1 | 3 | CCTV NOT Available or Over 30 Years Old & Soil Type Available | 2.7112 | 3 | 1 | 1 | 2.5 | Property Parcels | 1 |  | 1.5 | 0.98 | 0.012251 | Modelled Flow Data Used & Depth Available | 19.9865 | 8
3716 | 3991 | 912203 | 10089489 | 82593277 | DSBDW | Birkdale West Branch Sewer TS12 | Gravity | Pipe | Buried | OP | CONC | None | 1962-01-01 |  |  | dwg | NI | Transmission | Legacy | 2 |  |  | 4 | 300 | ASBUILT | ASBUILT | ASBUILT | ASBUILT | CONS | 64179 | NA |  | 13.33 | ASBUILT | WSL |  | Te Kawerau a Maki,Ngāti Whātua,Ngāti Maru,Ngāti Whātua o Ōrākei,Ngāti Tamaoho,Ngāti Manuhiri,Ngāti Tamaterā,Ngāi Tai ki Tāmaki,Ngāti Hako,Te Ākitai Waiohua | 2.41 | 2 |  |  |  | no | 1 | 1 | 3 | CCTV NOT Available or Over 30 Years Old & Soil Type Available | 2.7112 | 3 | 1 | 1 | 2.5 | Property Parcels | 1 |  | 1.5 | 0.98 | 0.012251 | Modelled Flow Data Used & Depth Available | 13.326 | 8
4025 | 4303 | 928296 | 10090347 | 194681 | DSGLF | Glenfield Branch Sewer TS4A | Gravity | Pipe | Buried | OP | CONC | None | 1975-01-01 |  |  | dwg | NI | Transmission | Legacy | 2 |  |  | 4 | 300 | [5 empty] | 64686 | NA |  | 37.68 |  | WSL |  | Te Kawerau a Maki,Ngāti Whātua,Ngāti Maru,Ngāti Whātua o Ōrākei,Ngāti Tamaoho,Ngāti Manuhiri,Te Patukirikiri,Ngāti Whanaunga,Ngāti Tamaterā,Ngāti Pāoa,Ngāi Tai ki Tāmaki,Ngāti Hako,Te Ākitai Waiohua | 2.27 | 2 | 2 | 2016 | te puna wai | no | 5 | 1 | 2 | CCTV Available (0-10 Years Old) & Soil Type Available | 2.7095 | 3 | 1 | 1 | 2.5 | Property Parcels | 1 |  | 1.5 | 0.98 | 0.014548 | Modelled Flow Data Used & Depth Available | 37.6767 | 8
4259 | 4544 | 938226 | 10089560 | 193778 | DSBHV | Beach Haven Branch Sewer TS10 | Gravity | Pipe | Buried | OP | CONC | None | 1961-01-01 |  |  | dwg | NI | Transmission | Legacy | 2 |  |  | 4 | 355 | [5 empty] | 64213 | NA |  | 103.3 |  | WSL |  | Te Kawerau a Maki,Ngāti Whātua,Ngāti Maru,Ngāti Whātua o Ōrākei,Ngāti Tamaoho,Ngāti Manuhiri,Ngāti Whanaunga,Ngāti Tamaterā,Ngāti Pāoa,Ngāi Tai ki Tāmaki,Ngāti Hako,Te Ākitai Waiohua | 2.41 | 2 |  |  |  | no | 1 | 1 | 3 | CCTV NOT Available or Over 30 Years Old & Soil Type Available | 2.709 | 3 | 1 | 1 | 2.5 | Property Parcels | 1 |  | 1.5 | 0.98 | 0.015314 | Modelled Flow Data Used & Depth Available | 103.3046 | 8
3725 | 4000 | 918712 | 10087795 | 195271 | DSGLW | Glenfield West Branch Sewer TS14D | Gravity | Pipe | Buried | OP | CONC | None | 1990-01-01 |  |  | dwg | NI | Transmission | Legacy | 2 |  |  | 4 | 300 | [5 empty] | 64732 | NA |  | 87.74 |  | WSL |  | Te Kawerau a Maki,Ngāti Whātua,Ngāti Maru,Ngāti Whātua o Ōrākei,Ngāti Tamaoho,Ngāti Manuhiri,Ngāti Whanaunga,Ngāti Tamaterā,Ngāti Pāoa,Ngāi Tai ki Tāmaki,Ngāti Hako,Te Ākitai Waiohua | 3 | 3 | 3 | 2016 | te puna wai | no | 1 | 1 | 1 | CCTV Available (0-10 Years Old) & Soil Type Available | 2.709 | 3 | 1 | 1 | 2.5 | Property Parcels | 1 |  | 1.5 | 0.98 | 0.015314 | Modelled Flow Data Used & Depth Available | 87.7376 | 14
3549 | 3822 | 905703 | 10089564 | 193779 | DSBHV | Beach Haven Branch Sewer TS10 | Gravity | Pipe | Buried | OP | CONC | None | 1961-01-01 |  |  | dwg | NI | Transmission | Legacy | 2 |  |  | 4 | 355 | [5 empty] | 64217 | NA |  | 79.3 |  | WSL |  | Te Kawerau a Maki,Ngāti Whātua,Ngāti Maru,Ngāti Whātua o Ōrākei,Ngāti Tamaoho,Ngāti Manuhiri,Ngāti Whanaunga,Ngāti Tamaterā,Ngāi Tai ki Tāmaki,Ngāti Hako,Te Ākitai Waiohua | 2.41 | 2 |  |  |  | no | 1 | 1 | 3 | CCTV NOT Available or Over 30 Years Old & Soil Type Available | 2.709 | 3 | 1 | 1 | 2.5 | Property Parcels | 1 |  | 1.5 | 0.98 | 0.015314 | Modelled Flow Data Used & Depth Available | 79.303 | 8
3599 | 3872 | 905706 | 10089565 | 193971 | DSBHV | Beach Haven Branch Sewer TS10 | Gravity | Pipe | Buried | OP | CONC | None | 1961-01-01 |  |  | dwg | NI | Transmission | Legacy | 2 |  |  | 4 | 355 | [5 empty] | 64218 | NA |  | 73.52 |  | WSL |  | Te Kawerau a Maki,Ngāti Whātua,Ngāti Maru,Ngāti Whātua o Ōrākei,Ngāti Tamaoho,Ngāti Manuhiri,Ngāti Whanaunga,Ngāti Tamaterā,Ngāi Tai ki Tāmaki,Ngāti Hako,Te Ākitai Waiohua | 2.41 | 2 |  |  |  | no | 1 | 1 | 3 | CCTV NOT Available or Over 30 Years Old & Soil Type Available | 2.709 | 3 | 1 | 1 | 2.5 | Property Parcels | 1 |  | 1.5 | 0.98 | 0.015314 | Modelled Flow Data Used & Depth Available | 73.5155 | 8
3557 | 3830 | 905705 | 10089566 | 194025 | DSBHV | Beach Haven Branch Sewer TS10 | Gravity | Pipe | Buried | OP | CONC | None | 1961-01-01 |  |  | dwg | NI | Transmission | Legacy | 2 |  |  | 4 | 355 | [5 empty] | 64219 | NA |  | 55.16 |  | WSL |  | Te Kawerau a Maki,Ngāti Whātua,Ngāti Maru,Ngāti Whātua o Ōrākei,Ngāti Tamaoho,Ngāti Manuhiri,Ngāti Whanaunga,Ngāti Tamaterā,Ngāi Tai ki Tāmaki,Ngāti Hako,Te Ākitai Waiohua | 2.41 | 2 |  |  |  | no | 1 | 1 | 3 | CCTV NOT Available or Over 30 Years Old & Soil Type Available | 2.709 | 3 | 1 | 1 | 2.5 | Property Parcels | 1 |  | 1.5 | 0.98 | 0.015314 | Modelled Flow Data Used & Depth Available | 55.1577 | 8
4180 | 4464 | 941986 | 10087792 | 194898 | DSGLW | Glenfield West Branch Sewer TS14D | Gravity | Pipe | Buried | OP | PE | None | 2011-03-01 | 5.45 |  | 0.1s | NI | Transmission | R0002557 | 2 |  |  | 4 | 355 | [5 empty] | 64729 | NA |  | 48.53 |  | WSL |  | Te Kawerau a Maki,Ngāti Whātua,Ngāti Maru,Ngāti Whātua o Ōrākei,Ngāti Tamaoho,Ngāti Manuhiri,Ngāti Whanaunga,Ngāti Tamaterā,Ngāti Pāoa,Ngāi Tai ki Tāmaki,Ngāti Hako,Te Ākitai Waiohua | 1 | 1 | 1 | 2016 | te puna wai | no | 1 | 1 | 1 | CCTV Available (0-10 Years Old) & Soil Type Available | 2.709 | 3 | 1 | 1 | 2.5 | Property Parcels | 1 |  | 1.5 | 0.98 | 0.015314 | Modelled Flow Data Used & Depth Available | 48.5309 | 4
4223 | 4508 | 941990 | 10087791 | 195270 | DSGLW | Glenfield West Branch Sewer TS14D | Gravity | Pipe | Buried | OP | CONC | None | 1990-01-01 |  |  | dwg | NI | Transmission | Legacy | 2 |  |  | 4 | 300 | [5 empty] | 64728 | NA |  | 13.85 |  | WSL |  | Te Kawerau a Maki,Ngāti Whātua,Ngāti Maru,Ngāti Whātua o Ōrākei,Ngāti Tamaoho,Ngāti Manuhiri,Ngāti Whanaunga,Ngāti Tamaterā,Ngāti Pāoa,Ngāi Tai ki Tāmaki,Ngāti Hako,Te Ākitai Waiohua | 2 | 2 | 2 | 2016 | te puna wai | no | 1 | 1 | 1 | CCTV Available (0-10 Years Old) & Soil Type Available | 2.7084 | 3 | 1 | 1 | 2.5 | Property Parcels | 1 |  | 1.5 | 0.98 | 0.01608 | Modelled Flow Data Used & Depth Available | 13.8546 | 8
3627 | 3901 | 907476 | 10089190 | 193319 | DSALS | Albany South Branch Sewer TS28 | Gravity | Pipe | Buried | OP | PE | None | 2000-01-01 |  |  | dwg | NI | Transmission | Legacy | 2 |  |  | 4 | 310 | [5 empty] | 64017 | NA |  | 246.88 |  | WSL |  | Te Kawerau a Maki,Ngāti Whātua,Ngāti Maru,Ngāti Whātua o Kaipara,Ngāti Whātua o Ōrākei,Ngāti Tamaoho,Ngāti Manuhiri,Ngāti Whanaunga,Ngāti Tamaterā,Ngāti Pāoa,Ngāi Tai ki Tāmaki,Ngāti Hako,Te Ākitai Waiohua | 2 | 2 | 2 | 2017 | te puna wai | no | 1 | 3 | 1 | CCTV Available (0-10 Years Old) & Soil Type Available | 2.7079 | 3 | 1 | 1 | 2.5 | Property Parcels | 1 |  | 1.5 | 0.98 | 0.016845 | Modelled Flow Data Used & Depth Available | 246.8778 | 8
4277 | 4562 | 938251 | 10089556 | 193777 | DSBHV | Beach Haven Branch Sewer TS10 | Gravity | Pipe | Buried | OP | CONC | None | 1961-01-01 |  |  | dwg | NI | Transmission | Legacy | 2 |  |  | 4 | 355 | [5 empty] | 64209 | NA |  | 80.25 |  | WSL |  | Te Kawerau a Maki,Ngāti Whātua,Ngāti Maru,Ngāti Whātua o Ōrākei,Ngāti Tamaoho,Ngāti Manuhiri,Ngāti Whanaunga,Ngāti Tamaterā,Ngāti Pāoa,Ngāi Tai ki Tāmaki,Ngāti Hako,Te Ākitai Waiohua | 2.41 | 2 |  |  |  | no | 1 | 1 | 3 | CCTV NOT Available or Over 30 Years Old & Soil Type Available | 2.7079 | 3 | 1 | 1 | 2.5 | Property Parcels | 1 |  | 1.5 | 0.98 | 0.016845 | Modelled Flow Data Used & Depth Available | 80.2502 | 8
3744 | 4019 | 920122 | 10089188 | 193042 | DSALS | Albany South Branch Sewer TS28 | Gravity | Pipe | Buried | OP | CONC | None | 1998-11-16 |  |  | dwg | NI | Transmission | Legacy | 2 |  |  | 4 | 300 | [5 empty] | 64015 | NA |  | 42.82 |  | WSL |  | Te Kawerau a Maki,Ngāti Whātua,Ngāti Maru,Ngāti Whātua o Kaipara,Ngāti Whātua o Ōrākei,Ngāti Tamaoho,Ngāti Manuhiri,Ngāti Whanaunga,Ngāti Tamaterā,Ngāti Pāoa,Ngāi Tai ki Tāmaki,Ngāti Hako,Te Ākitai Waiohua | 2 | 2 | 2 | 2017 | te puna wai | no | 1 | 3 | 1 | CCTV Available (0-10 Years Old) & Soil Type Available | 2.7079 | 3 | 1 | 1 | 2.5 | Property Parcels | 1 |  | 1.5 | 0.98 | 0.016845 | Modelled Flow Data Used & Depth Available | 42.8193 | 8
3337 | 3605 | 934372 | 10089195 | 193232 | DSALS | Albany South Branch Sewer TS28 | Gravity | Pipe | Buried | OP | PVC-U | None | 2000-07-21 |  |  | dwg | NI | Transmission | Legacy | 2 |  |  | 4 | 300 | [5 empty] | 64022 | NA |  | 10.58 |  | WSL |  | Te Kawerau a Maki,Ngāti Whātua,Ngāti Maru,Ngāti Whātua o Kaipara,Ngāti Whātua o Ōrākei,Ngāti Tamaoho,Ngāti Manuhiri,Ngāti Whanaunga,Ngāti Tamaterā,Ngāti Pāoa,Ngāi Tai ki Tāmaki,Ngāti Hako,Te Ākitai Waiohua | 2 | 2 | 2 | 2017 | te puna wai | no | 1 | 3 | 1 | CCTV Available (0-10 Years Old) & Soil Type Available | 2.7079 | 3 | 1 | 1 | 2.5 | Property Parcels | 1 |  | 1.5 | 0.98 | 0.016845 | Modelled Flow Data Used & Depth Available | 10.5839 | 8
4274 | 4559 | 938343 | 10089472 | 193945 | DSBDW | Birkdale West Branch Sewer TS12 | Gravity | Pipe | Buried | OP | CONC | None | 1962-01-01 |  |  | dwg | NI | Transmission | Legacy | 2 |  |  | 4 | 355 | [5 empty] | 64162 | NA |  | 66.59 |  | WSL |  | Te Kawerau a Maki,Ngāti Whātua,Ngāti Maru,Ngāti Whātua o Ōrākei,Ngāti Tamaoho,Ngāti Manuhiri,Ngāti Whanaunga,Ngāti Tamaterā,Ngāi Tai ki Tāmaki,Ngāti Hako,Te Ākitai Waiohua | 2.79 | 3 |  |  |  | no | 3 | 1 | 3 | CCTV NOT Available or Over 30 Years Old & Soil Type Available | 2.7073 | 3 | 1 | 1 | 2.5 | Property Parcels | 1 | Significant Ecological Area - SEA_T_8039 | 1.5 | 0.98 | 0.017611 | Modelled Flow Data Used & Depth Available | 66.5943 | 14
4237 | 4522 | 938342 | 10089477 | 194000 | DSBDW | Birkdale West Branch Sewer TS12 | Gravity | Pipe | Buried | OP | CONC | None | 1962-01-01 |  |  | dwg | NI | Transmission | Legacy | 2 |  |  | 4 | 300 | ASBUILT | ASBUILT | ASBUILT | ASBUILT | CONS | 64167 | NA |  | 84.27 | ASBUILT | WSL |  | Te Kawerau a Maki,Ngāti Whātua,Ngāti Maru,Ngāti Whātua o Ōrākei,Ngāti Tamaoho,Ngāti Manuhiri,Ngāti Whanaunga,Ngāti Tamaterā,Ngāi Tai ki Tāmaki,Ngāti Hako,Te Ākitai Waiohua | 2.41 | 2 |  |  |  | no | 1 | 1 | 3 | CCTV NOT Available or Over 30 Years Old & Soil Type Available | 2.7073 | 3 | 1 | 1 | 2.5 | Property Parcels | 1 |  | 1.5 | 0.98 | 0.017611 | Modelled Flow Data Used & Depth Available | 84.2734 | 8
3885 | 4162 | 917283 | 10089474 | 194191 | DSBDW | Birkdale West Branch Sewer TS12 | Gravity | Pipe | Buried | OP | CONC | None | 1962-01-01 |  |  | dwg | NI | Transmission | Legacy | 2 |  |  | 4 | 300 | [5 empty] | 64164 | NA |  | 76.1 |  | WSL |  | Te Kawerau a Maki,Ngāti Whātua,Ngāti Maru,Ngāti Whātua o Ōrākei,Ngāti Tamaoho,Ngāti Manuhiri,Ngāti Whanaunga,Ngāti Tamaterā,Ngāi Tai ki Tāmaki,Ngāti Hako,Te Ākitai Waiohua | 2.41 | 2 |  |  |  | no | 1 | 1 | 3 | CCTV NOT Available or Over 30 Years Old & Soil Type Available | 2.7073 | 3 | 1 | 1 | 2.5 | Property Parcels | 1 | Significant Ecological Area - SEA_T_8039 | 1.5 | 0.98 | 0.017611 | Modelled Flow Data Used & Depth Available | 76.1025 | 8
2963 | 3221 | 927068 | 10089833 | 194265 | DSBUR | Bush Road Branch Sewer TS25A | Gravity | Pipe | Buried | OP | CONC | None | 1997-01-01 |  |  | dwg | NI | Transmission | Legacy | 2 |  |  | 4 | 300 | [5 empty] | 64350 | NA |  | 51.64 |  | WSL |  | Te Kawerau a Maki,Ngāti Whātua,Ngāti Maru,Ngāti Whātua o Kaipara,Ngāti Whātua o Ōrākei,Ngāti Tamaoho,Ngāti Manuhiri,Ngāti Whanaunga,Ngāti Tamaterā,Ngāti Pāoa,Ngāi Tai ki Tāmaki,Ngāti Hako,Te Ākitai Waiohua | 1.21 | 1 |  |  |  | no | 1 | 3 | 1 | CCTV NOT Available or Over 30 Years Old & Soil Type Available | 2.7073 | 3 | 1 | 1 | 2.5 | Property Parcels | 1 |  | 1.5 | 0.98 | 0.017611 | Modelled Flow Data Used & Depth Available | 51.6391 | 4
4255 | 4540 | 938344 | 10089471 | 193753 | DSBDW | Birkdale West Branch Sewer TS12 | Gravity | Pipe | Buried | OP | CONC | None | 1962-01-01 |  |  | dwg | NI | Transmission | Legacy | 2 |  |  | 4 | 355 | [5 empty] | 64161 | NA |  | 43.41 |  | WSL |  | Te Kawerau a Maki,Ngāti Whātua,Ngāti Maru,Ngāti Whātua o Ōrākei,Ngāti Tamaoho,Ngāti Manuhiri,Ngāti Whanaunga,Ngāti Tamaterā,Ngāi Tai ki Tāmaki,Ngāti Hako,Te Ākitai Waiohua | 2.41 | 2 |  |  |  | no | 1 | 1 | 3 | CCTV NOT Available or Over 30 Years Old & Soil Type Available | 2.7073 | 3 | 1 | 1 | 2.5 | Property Parcels | 1 |  | 1.5 | 0.98 | 0.017611 | Modelled Flow Data Used & Depth Available | 43.4144 | 8
3726 | 4001 | 911388 | 10089838 | 194541 | DSBUR | Bush Road Branch Sewer TS25A | Gravity | Pipe | Buried | OP | CONC | None | 1997-01-01 |  |  | dwg | NI | Transmission | Legacy | 2 |  |  | 4 | 300 | [5 empty] | 64355 | NA |  | 28.91 |  | WSL |  | Te Kawerau a Maki,Ngāti Whātua,Ngāti Maru,Ngāti Whātua o Kaipara,Ngāti Whātua o Ōrākei,Ngāti Tamaoho,Ngāti Manuhiri,Ngāti Whanaunga,Ngāti Tamaterā,Ngāti Pāoa,Ngāi Tai ki Tāmaki,Ngāti Hako,Te Ākitai Waiohua | 1.21 | 1 |  |  |  | no | 1 | 3 | 1 | CCTV NOT Available or Over 30 Years Old & Soil Type Available | 2.7073 | 3 | 1 | 1 | 2.5 | Property Parcels | 1 |  | 1.5 | 0.98 | 0.017611 | Modelled Flow Data Used & Depth Available | 28.9098 | 4
3099 | 3360 | 917717 | 10089466 | 194189 | DSBDW | Birkdale West Branch Sewer TS12 | Gravity | Pipe | Buried | OP | CONC | None | 1962-01-01 |  |  | dwg | NI | Transmission | Legacy | 2 |  |  | 4 | 355 | [5 empty] | 64156 | NA |  | 25.92 |  | WSL |  | Te Kawerau a Maki,Ngāti Whātua,Ngāti Maru,Ngāti Whātua o Ōrākei,Ngāti Tamaoho,Ngāti Manuhiri,Ngāti Whanaunga,Ngāti Tamaterā,Ngāi Tai ki Tāmaki,Ngāti Hako,Te Ākitai Waiohua | 2.41 | 2 |  |  |  | no | 1 | 1 | 3 | CCTV NOT Available or Over 30 Years Old & Soil Type Available | 2.7073 | 3 | 1 | 1 | 2.5 | Property Parcels | 1 |  | 1.5 | 0.98 | 0.017611 | Modelled Flow Data Used & Depth Available | 25.9175 | 8
3277 | 3542 | 926852 | 10089172 | 193038 | DSALS | Albany South Branch Sewer TS28 | Gravity | Pipe | Buried | OP | PVC-U | None | 1998-04-30 |  |  | dwg | NI | Transmission | Legacy | 2 |  |  | 4 | 300 | [5 empty] | 63999 | NA |  | 24.87 |  | WSL |  | Te Kawerau a Maki,Ngāti Whātua,Ngāti Maru,Ngāti Whātua o Kaipara,Ngāti Whātua o Ōrākei,Ngāti Tamaoho,Ngāti Manuhiri,Ngāti Whanaunga,Ngāti Tamaterā,Ngāti Pāoa,Ngāi Tai ki Tāmaki,Ngāti Hako,Te Ākitai Waiohua | 2 | 2 | 2 | 2017 | te puna wai | no | 1 | 3 | 1 | CCTV Available (0-10 Years Old) & Soil Type Available | 2.7073 | 3 | 1 | 1 | 2.5 | Property Parcels | 1 |  | 1.5 | 0.98 | 0.017611 | Modelled Flow Data Used & Depth Available | 24.8667 | 8
3723 | 3998 | 914712 | 10089467 | 193752 | DSBDW | Birkdale West Branch Sewer TS12 | Gravity | Pipe | Buried | OP | CONC | None | 1962-01-01 |  |  | dwg | NI | Transmission | Legacy | 2 |  |  | 4 | 355 | [5 empty] | 64157 | NA |  | 22.61 |  | WSL |  | Te Kawerau a Maki,Ngāti Whātua,Ngāti Maru,Ngāti Whātua o Ōrākei,Ngāti Tamaoho,Ngāti Manuhiri,Ngāti Whanaunga,Ngāti Tamaterā,Ngāi Tai ki Tāmaki,Ngāti Hako,Te Ākitai Waiohua | 2.41 | 2 |  |  |  | no | 1 | 1 | 3 | CCTV NOT Available or Over 30 Years Old & Soil Type Available | 2.7073 | 3 | 1 | 1 | 2.5 | Property Parcels | 1 |  | 1.5 | 0.98 | 0.017611 | Modelled Flow Data Used & Depth Available | 22.607 | 8
3283 | 3549 | 926850 | 10089170 | 193308 | DSALS | Albany South Branch Sewer TS28 | Gravity | Pipe | Buried | OP | PVC-U | None | 1998-04-30 |  |  | dwg | NI | Transmission | Legacy | 2 |  |  | 4 | 300 | [5 empty] | 63997 | NA |  | 22.41 |  | WSL |  | Te Kawerau a Maki,Ngāti Whātua,Ngāti Maru,Ngāti Whātua o Kaipara,Ngāti Whātua o Ōrākei,Ngāti Tamaoho,Ngāti Manuhiri,Ngāti Whanaunga,Ngāti Tamaterā,Ngāti Pāoa,Ngāi Tai ki Tāmaki,Ngāti Hako,Te Ākitai Waiohua | 2 | 2 | 2 | 2017 | te puna wai | no | 1 | 3 | 1 | CCTV Available (0-10 Years Old) & Soil Type Available | 2.7073 | 3 | 1 | 1 | 2.5 | Property Parcels | 1 |  | 1.5 | 0.98 | 0.017611 | Modelled Flow Data Used & Depth Available | 22.4056 | 8
3747 | 4022 | 910885 | 10089168 | 193037 | DSALS | Albany South Branch Sewer TS28 | Gravity | Pipe | Buried | OP | CONC | None | 1998-04-30 |  |  | dwg | NI | Transmission | Legacy | 2 |  |  | 4 | 300 | ASBUILT | ASBUILT | ASBUILT | ASBUILT | CONS | 63995 | NA |  | 22.32 | ASBUILT | WSL |  | Te Kawerau a Maki,Ngāti Whātua,Ngāti Maru,Ngāti Whātua o Kaipara,Ngāti Whātua o Ōrākei,Ngāti Tamaoho,Ngāti Manuhiri,Ngāti Whanaunga,Ngāti Tamaterā,Ngāti Pāoa,Ngāi Tai ki Tāmaki,Ngāti Hako,Te Ākitai Waiohua | 2 | 2 | 2 | 2017 | te puna wai | no | 1 | 3 | 1 | CCTV Available (0-10 Years Old) & Soil Type Available | 2.7073 | 3 | 1 | 1 | 2.5 | Property Parcels | 1 |  | 1.5 | 0.98 | 0.017611 | Modelled Flow Data Used & Depth Available | 22.3236 | 8
3299 | 3565 | 926848 | 10089169 | 193463 | DSALS | Albany South Branch Sewer TS28 | Gravity | Pipe | Buried | OP | CONC | None | 1998-04-30 |  |  | dwg | NI | Transmission | Legacy | 2 |  |  | 4 | 300 | ASBUILT | ASBUILT | ASBUILT | ASBUILT | CONS | 63996 | NA |  | 20.14 | ASBUILT | WSL |  | Te Kawerau a Maki,Ngāti Whātua,Ngāti Maru,Ngāti Whātua o Kaipara,Ngāti Whātua o Ōrākei,Ngāti Tamaoho,Ngāti Manuhiri,Ngāti Whanaunga,Ngāti Tamaterā,Ngāti Pāoa,Ngāi Tai ki Tāmaki,Ngāti Hako,Te Ākitai Waiohua | 2 | 2 | 2 | 2017 | te puna wai | no | 1 | 3 | 1 | CCTV Available (0-10 Years Old) & Soil Type Available | 2.7073 | 3 | 1 | 1 | 2.5 | Property Parcels | 1 |  | 1.5 | 0.98 | 0.017611 | Modelled Flow Data Used & Depth Available | 20.1409 | 8
3258 | 3522 | 926853 | 10089173 | 193464 | DSALS | Albany South Branch Sewer TS28 | Gravity | Pipe | Buried | OP | PVC-U | None | 1998-04-30 |  |  | dwg | NI | Transmission | Legacy | 2 |  |  | 4 | 300 | [5 empty] | 64000 | NA |  | 18.18 |  | WSL |  | Te Kawerau a Maki,Ngāti Whātua,Ngāti Maru,Ngāti Whātua o Kaipara,Ngāti Whātua o Ōrākei,Ngāti Tamaoho,Ngāti Manuhiri,Ngāti Whanaunga,Ngāti Tamaterā,Ngāti Pāoa,Ngāi Tai ki Tāmaki,Ngāti Hako,Te Ākitai Waiohua | 2 | 2 | 2 | 2017 | te puna wai | no | 1 | 3 | 1 | CCTV Available (0-10 Years Old) & Soil Type Available | 2.7073 | 3 | 1 | 1 | 2.5 | Property Parcels | 1 |  | 1.5 | 0.98 | 0.017611 | Modelled Flow Data Used & Depth Available | 18.1813 | 8
3743 | 4018 | 911389 | 10089836 | 194390 | DSBUR | Bush Road Branch Sewer TS25A | Gravity | Pipe | Buried | OP | CONC | None | 1996-01-01 |  |  | dwg | NI | Transmission | Legacy | 2 |  |  | 4 | 300 | [5 empty] | 64353 | NA |  | 17.52 |  | WSL |  | Te Kawerau a Maki,Ngāti Whātua,Ngāti Maru,Ngāti Whātua o Kaipara,Ngāti Whātua o Ōrākei,Ngāti Tamaoho,Ngāti Manuhiri,Ngāti Whanaunga,Ngāti Tamaterā,Ngāti Pāoa,Ngāi Tai ki Tāmaki,Ngāti Hako,Te Ākitai Waiohua | 1.21 | 1 |  |  |  | no | 1 | 3 | 1 | CCTV NOT Available or Over 30 Years Old & Soil Type Available | 2.7073 | 3 | 1 | 1 | 2.5 | Property Parcels | 1 |  | 1.5 | 0.98 | 0.017611 | Modelled Flow Data Used & Depth Available | 17.5231 | 4
4231 | 4516 | 938350 | 10089476 | 193946 | DSBDW | Birkdale West Branch Sewer TS12 | Gravity | Pipe | Buried | OP | CONC | None | 1962-01-01 |  |  | dwg | NI | Transmission | Legacy | 2 |  |  | 4 | 300 | ASBUILT | ASBUILT | ASBUILT | ASBUILT | CONS | 64166 | NA |  | 4.01 | ASBUILT | WSL |  | Te Kawerau a Maki,Ngāti Whātua,Ngāti Maru,Ngāti Whātua o Ōrākei,Ngāti Tamaoho,Ngāti Manuhiri,Ngāti Whanaunga,Ngāti Tamaterā,Ngāi Tai ki Tāmaki,Ngāti Hako,Te Ākitai Waiohua | 2.41 | 2 |  |  |  | no | 1 | 1 | 3 | CCTV NOT Available or Over 30 Years Old & Soil Type Available | 2.7073 | 3 | 1 | 1 | 2.5 | Property Parcels | 1 |  | 1.5 | 0.98 | 0.017611 | Modelled Flow Data Used & Depth Available | 4.0054 | 8
4077 | 4357 | 929793 | 10088695 | 196562 | DSSBE | Sunnybrae Branch Sewer TS17 | Gravity | Pipe | Buried | OP | CONC | None | 1962-01-01 |  |  | dwg | NI | Transmission | Legacy | 2 |  |  | 4 | 225 | [5 empty] | 65315 | NA |  | 59.63 |  | WSL |  | Te Kawerau a Maki,Ngāti Whātua,Ngāti Maru,Ngāti Whātua o Ōrākei,Ngāti Tamaoho,Ngāti Manuhiri,Te Patukirikiri,Ngāti Whanaunga,Ngāti Tamaterā,Ngāti Pāoa,Ngāi Tai ki Tāmaki,Ngāti Hako,Te Ākitai Waiohua | 2.62 | 3 |  |  |  | no | 1 | 3 | 3 | CCTV NOT Available or Over 30 Years Old & Soil Type Available | 2.7068 | 3 | 1 | 1 | 2.5 | Property Parcels, Building Outlines | 1 |  | 1.5 | 0.98 | 0.018377 | Modelled Flow Data Used & Depth Available | 59.6269 | 14
311 | 323 | 17415 | 10005910 | 194773 | DSHIN | Howick Interceptor | Gravity | Pipe | Buried | OP | CONC | None | 1964-06-30 | 4.02 | 4.01 | dwg | HI | Transmission | Legacy | 1 |  |  | 4 | 1050 | [5 empty] | 75388 | NA |  | 5.95 |  | WSL |  | Waikato,Ngāti Maru,Ngāti Tamaoho,Ngāti Whanaunga,Ngāti Tamaterā,Ngāti Pāoa,Ngāi Tai ki Tāmaki,Ngāti Hako,Te Ākitai Waiohua | 2 | 2 | 2 | 2015 | CCTV Footage Review Log South_Latest.xls | no | 1 | 3 | 2 | CCTV Available (0-10 Years Old) & Soil Type Available | 2.7057 | 3 | 4 | 4 | 1 |  | 1 |  | 5 | 0.83 | 0.12006 | Modelled Flow Data Used & Depth Available | 5.9493 | 8
3432 | 3705 | 921598 | 10090175 | 194602 | DSECB | East Coast Bays Branch Sewer TS7 | Gravity | Pipe | Buried | OP | AC | None | 1966-01-01 |  |  | dwg | NI | Transmission | Legacy | 2 |  |  | 4 | 300 | [5 empty] | 64591 | NA |  | 2.62 |  | WSL |  | Te Kawerau a Maki,Ngāti Whātua,Ngāti Maru,Ngāti Whātua o Ōrākei,Ngāti Tamaoho,Ngāti Manuhiri,Te Patukirikiri,Ngāti Whanaunga,Ngāti Tamaterā,Ngāti Pāoa,Ngāi Tai ki Tāmaki,Ngāti Hako,Te Ākitai Waiohua | 3.81 | 4 | 3 | 2016 | te puna wai | no | 3 | 3 | 5 | CCTV Available (0-10 Years Old) & Soil Type Not Available | 2.7057 | 3 | 1 | 1 | 2.5 | Property Parcels | 1 |  | 1.5 | 0.98 | 0.019908 | Modelled Flow Data Used & Depth Available | 2.6173 | 18
3180 | 3444 | 923958 | 10088472 | 196023 | DSNTH | North Branch Sewer TS30 | Gravity | Pipe | Buried | OP | CONC | None | 2003-01-06 |  |  | dwg | NI | Transmission | Legacy | 2 |  |  | 4 | 300 | [5 empty] | 65193 | NA |  | 7.07 |  | WSL |  | Te Kawerau a Maki,Ngāti Whātua,Ngāti Maru,Ngāti Whātua o Kaipara,Ngāti Whātua o Ōrākei,Ngāti Tamaoho,Ngāti Manuhiri,Te Patukirikiri,Ngāti Whanaunga,Ngāti Tamaterā,Ngāti Pāoa,Ngāi Tai ki Tāmaki,Ngāti Hako,Te Ākitai Waiohua | 1.21 | 1 |  |  |  | no | 1 | 3 | 1 | CCTV NOT Available or Over 30 Years Old & Soil Type Available | 2.7057 | 3 | 1 | 1 | 2.5 | Property Parcels | 1 |  | 1.5 | 0.98 | 0.019908 | Modelled Flow Data Used & Depth Available | 7.0674 | 4
3121 | 3383 | 908690 | 10088692 | 196865 | DSSBE | Sunnybrae Branch Sewer TS17 | Gravity | Pipe | Buried | OP | CONC | None | 1964-01-01 |  |  | dwg | NI | Transmission | Legacy | 2 |  |  | 4 | 300 | [5 empty] | 65312 | NA |  | 76.12 |  | WSL |  | Te Kawerau a Maki,Ngāti Whātua,Ngāti Maru,Ngāti Whātua o Ōrākei,Ngāti Tamaoho,Ngāti Manuhiri,Te Patukirikiri,Ngāti Whanaunga,Ngāti Tamaterā,Ngāti Pāoa,Ngāi Tai ki Tāmaki,Ngāti Hako,Te Ākitai Waiohua | 2.67 | 3 |  |  |  | no | 5 | 3 | 2 | CCTV NOT Available or Over 30 Years Old & Soil Type Available | 2.7051 | 3 | 1 | 1 | 2.5 | Property Parcels | 1 |  | 1.5 | 0.98 | 0.020674 | Modelled Flow Data Used & Depth Available | 76.1193 | 14
3587 | 3860 | 905758 | 10088694 | 197013 | DSSBE | Sunnybrae Branch Sewer TS17 | Gravity | Pipe | Buried | OP | CONC | None | 1962-01-01 |  |  | dwg | NI | Transmission | Legacy | 2 |  |  | 4 | 225 | [5 empty] | 65314 | NA |  | 49.51 |  | WSL |  | Te Kawerau a Maki,Ngāti Whātua,Ngāti Maru,Ngāti Whātua o Ōrākei,Ngāti Tamaoho,Ngāti Manuhiri,Te Patukirikiri,Ngāti Whanaunga,Ngāti Tamaterā,Ngāti Pāoa,Ngāi Tai ki Tāmaki,Ngāti Hako,Te Ākitai Waiohua | 2.62 | 3 |  |  |  | no | 1 | 3 | 3 | CCTV NOT Available or Over 30 Years Old & Soil Type Available | 2.7051 | 3 | 1 | 1 | 2.5 | Property Parcels, Building Outlines | 1 |  | 1.5 | 0.98 | 0.020674 | Modelled Flow Data Used & Depth Available | 49.514 | 14
3313 | 3580 | 921380 | 10088764 | 197085 | DSTBY | Torbay Branch Sewer TS7B | Gravity | Pipe | Buried | OP | CONC | None | 1979-01-01 |  |  | dwg | NI | Transmission | Legacy | 2 |  |  | 4 | 300 | [5 empty] | 65373 | NA |  | 7.85 |  | WSL |  | Te Kawerau a Maki,Ngāti Whātua,Ngāti Maru,Ngāti Whātua o Ōrākei,Ngāti Tamaoho,Ngāti Manuhiri,Te Patukirikiri,Ngāti Whanaunga,Ngāti Tamaterā,Ngāti Pāoa,Ngāi Tai ki Tāmaki,Ngāti Hako,Te Ākitai Waiohua | 2.29 | 2 |  |  |  | no | 3 | 3 | 2 | CCTV NOT Available or Over 30 Years Old & Soil Type Not Available | 2.7046 | 3 | 1 | 1 | 2.5 | Property Parcels | 1 |  | 1.5 | 0.98 | 0.02144 | Modelled Flow Data Used & Depth Available | 7.848 | 8
3709 | 3984 | 904602 | 10089167 | 193220 | DSALS | Albany South Branch Sewer TS28 | Gravity | Pipe | Buried | OP | CONC | None | 1998-04-30 |  |  | dwg | NI | Transmission | Legacy | 2 |  |  | 4 | 300 | ASBUILT | ASBUILT | ASBUILT | ASBUILT | CONS | 63994 | NA |  | 56.23 | ASBUILT | WSL |  | Te Kawerau a Maki,Ngāti Whātua,Ngāti Maru,Ngāti Whātua o Kaipara,Ngāti Whātua o Ōrākei,Ngāti Tamaoho,Ngāti Manuhiri,Ngāti Whanaunga,Ngāti Tamaterā,Ngāti Pāoa,Ngāi Tai ki Tāmaki,Ngāti Hako,Te Ākitai Waiohua | 2 | 2 | 2 | 2017 | te puna wai | no | 1 | 3 | 1 | CCTV Available (0-10 Years Old) & Soil Type Available | 2.7046 | 3 | 1 | 1 | 2.5 | Property Parcels | 1 |  | 1.5 | 0.98 | 0.02144 | Modelled Flow Data Used & Depth Available | 56.2278 | 8
3001 | 3262 | 910734 | 10089165 | 193462 | DSALS | Albany South Branch Sewer TS28 | Gravity | Pipe | Buried | OP | CONC | None | 1998-04-30 |  |  | dwg | NI | Transmission | Legacy | 2 |  |  | 4 | 300 | [5 empty] | 63992 | NA |  | 4.09 |  | WSL |  | Te Kawerau a Maki,Ngāti Whātua,Ngāti Maru,Ngāti Whātua o Kaipara,Ngāti Whātua o Ōrākei,Ngāti Tamaoho,Ngāti Manuhiri,Ngāti Whanaunga,Ngāti Tamaterā,Ngāti Pāoa,Ngāi Tai ki Tāmaki,Ngāti Hako,Te Ākitai Waiohua | 2 | 2 | 2 | 2017 | te puna wai | no | 1 | 3 | 1 | CCTV Available (0-10 Years Old) & Soil Type Available | 2.7046 | 3 | 1 | 1 | 2.5 | Property Parcels | 1 |  | 1.5 | 0.98 | 0.02144 | Modelled Flow Data Used & Depth Available | 4.0919 | 8
3336 | 3604 | 930532 | 10088677 | 196711 | DSSBE | Sunnybrae Branch Sewer TS17 | Gravity | Pipe | Buried | OP | CONC | None | 1995-01-01 |  |  | dwg | NI | Transmission | Legacy | 2 |  |  | 4 | 300 | [5 empty] | 65297 | NA |  | 66.46 |  | WSL |  | Te Kawerau a Maki,Ngāti Whātua,Ngāti Maru,Ngāti Whātua o Ōrākei,Ngāti Tamaoho,Ngāti Manuhiri,Te Patukirikiri,Ngāti Whanaunga,Ngāti Tamaterā,Ngāti Pāoa,Ngāi Tai ki Tāmaki,Ngāti Hako,Te Ākitai Waiohua | 1.97 | 2 |  |  |  | no | 5 | 3 | 1 | CCTV NOT Available or Over 30 Years Old & Soil Type Available | 2.704 | 3 | 1 | 1 | 2.5 | Property Parcels | 1 |  | 1.5 | 0.98 | 0.022205 | Modelled Flow Data Used & Depth Available | 66.4627 | 8
3386 | 3655 | 930533 | 10088679 | 196558 | DSSBE | Sunnybrae Branch Sewer TS17 | Gravity | Pipe | Buried | OP | CONC | None | 1961-01-01 |  |  | dwg | NI | Transmission | Legacy | 2 |  |  | 4 | 300 | [5 empty] | 65299 | NA |  | 34.22 |  | WSL |  | Te Kawerau a Maki,Ngāti Whātua,Ngāti Maru,Ngāti Whātua o Ōrākei,Ngāti Tamaoho,Ngāti Manuhiri,Te Patukirikiri,Ngāti Whanaunga,Ngāti Tamaterā,Ngāti Pāoa,Ngāi Tai ki Tāmaki,Ngāti Hako,Te Ākitai Waiohua | 3.38 | 3 |  |  |  | no | 5 | 3 | 3 | CCTV NOT Available or Over 30 Years Old & Soil Type Available | 2.704 | 3 | 1 | 1 | 2.5 | Property Parcels | 1 |  | 1.5 | 0.98 | 0.022205 | Modelled Flow Data Used & Depth Available | 34.2207 | 14
3366 | 3634 | 930541 | 10088690 | 197012 | DSSBE | Sunnybrae Branch Sewer TS17 | Gravity | Pipe | Buried | OP | CONC | None | 1961-01-01 |  |  | dwg | NI | Transmission | Legacy | 2 |  |  | 4 | 300 | [5 empty] | 65310 | NA |  | 52.3 |  | WSL |  | Te Kawerau a Maki,Ngāti Whātua,Ngāti Maru,Ngāti Whātua o Ōrākei,Ngāti Tamaoho,Ngāti Manuhiri,Te Patukirikiri,Ngāti Whanaunga,Ngāti Tamaterā,Ngāti Pāoa,Ngāi Tai ki Tāmaki,Ngāti Hako,Te Ākitai Waiohua | 2.62 | 3 |  |  |  | no | 1 | 3 | 3 | CCTV NOT Available or Over 30 Years Old & Soil Type Available | 2.704 | 3 | 1 | 1 | 2.5 | Property Parcels | 1 |  | 1.5 | 0.98 | 0.022205 | Modelled Flow Data Used & Depth Available | 52.3026 | 14
3112 | 3374 | 908689 | 10088691 | 196561 | DSSBE | Sunnybrae Branch Sewer TS17 | Gravity | Pipe | Buried | OP | CONC | None | 1961-01-01 |  |  | dwg | NI | Transmission | Legacy | 2 |  |  | 4 | 300 | [5 empty] | 65311 | NA |  | 31.72 |  | WSL |  | Te Kawerau a Maki,Ngāti Whātua,Ngāti Maru,Ngāti Whātua o Ōrākei,Ngāti Tamaoho,Ngāti Manuhiri,Te Patukirikiri,Ngāti Whanaunga,Ngāti Tamaterā,Ngāti Pāoa,Ngāi Tai ki Tāmaki,Ngāti Hako,Te Ākitai Waiohua | 2.62 | 3 |  |  |  | no | 1 | 3 | 3 | CCTV NOT Available or Over 30 Years Old & Soil Type Available | 2.704 | 3 | 1 | 1 | 2.5 | Property Parcels | 1 |  | 1.5 | 0.98 | 0.022205 | Modelled Flow Data Used & Depth Available | 31.7193 | 14
3405 | 3676 | 930539 | 10088686 | 197011 | DSSBE | Sunnybrae Branch Sewer TS17 | Gravity | Pipe | Buried | OP | CONC | None | 1961-01-01 |  |  | dwg | NI | Transmission | Legacy | 2 |  |  | 4 | 300 | [5 empty] | 65306 | NA |  | 16.1 |  | WSL |  | Te Kawerau a Maki,Ngāti Whātua,Ngāti Maru,Ngāti Whātua o Ōrākei,Ngāti Tamaoho,Ngāti Manuhiri,Te Patukirikiri,Ngāti Whanaunga,Ngāti Tamaterā,Ngāti Pāoa,Ngāi Tai ki Tāmaki,Ngāti Hako,Te Ākitai Waiohua | 2.41 | 2 |  |  |  | no | 1 | 1 | 3 | CCTV NOT Available or Over 30 Years Old & Soil Type Available | 2.704 | 3 | 1 | 1 | 2.5 | Property Parcels | 1 |  | 1.5 | 0.98 | 0.022205 | Modelled Flow Data Used & Depth Available | 16.0993 | 8
3995 | 4273 | 921376 | 10088761 | 197281 | DSTBY | Torbay Branch Sewer TS7B | Gravity | Pipe | Buried | OP | PVC-U | None | 1985-01-01 |  |  | dwg | NI | Transmission | Legacy | 2 |  |  | 4 | 300 | [5 empty] | 65370 | NA |  | 71.09 |  | WSL |  | Te Kawerau a Maki,Ngāti Whātua,Ngāti Maru,Ngāti Whātua o Ōrākei,Ngāti Tamaoho,Ngāti Manuhiri,Te Patukirikiri,Ngāti Whanaunga,Ngāti Tamaterā,Ngāti Pāoa,Ngāi Tai ki Tāmaki,Ngāti Hako,Te Ākitai Waiohua | 1.59 | 2 |  |  |  | no | 3 | 3 | 1 | CCTV NOT Available or Over 30 Years Old & Soil Type Not Available | 2.7024 | 3 | 1 | 1 | 2.5 | Property Parcels | 1 |  | 1.5 | 0.98 | 0.024502 | Modelled Flow Data Used & Depth Available | 71.0914 | 8
3086 | 3347 | 906099 | 10088760 | 197084 | DSTBY | Torbay Branch Sewer TS7B | Gravity | Pipe | Buried | OP | PVC-U | None | 1985-01-01 |  |  | dwg | NI | Transmission | Legacy | 2 |  |  | 4 | 300 | [5 empty] | 65369 | NA |  | 44.73 |  | WSL |  | Te Kawerau a Maki,Ngāti Whātua,Ngāti Maru,Ngāti Whātua o Ōrākei,Ngāti Tamaoho,Ngāti Manuhiri,Te Patukirikiri,Ngāti Whanaunga,Ngāti Tamaterā,Ngāti Pāoa,Ngāi Tai ki Tāmaki,Ngāti Hako,Te Ākitai Waiohua | 1.59 | 2 |  |  |  | no | 3 | 3 | 1 | CCTV NOT Available or Over 30 Years Old & Soil Type Not Available | 2.7024 | 3 | 1 | 1 | 2.5 | Property Parcels | 1 |  | 1.5 | 0.98 | 0.024502 | Modelled Flow Data Used & Depth Available | 44.7267 | 8
3997 | 4275 | 921377 | 10088762 | 196939 | DSTBY | Torbay Branch Sewer TS7B | Gravity | Pipe | Buried | OP | PVC-U | None | 1985-01-01 |  |  | dwg | NI | Transmission | Legacy | 2 |  |  | 4 | 300 | [5 empty] | 65371 | NA |  | 15.41 |  | WSL |  | Te Kawerau a Maki,Ngāti Whātua,Ngāti Maru,Ngāti Whātua o Ōrākei,Ngāti Tamaoho,Ngāti Manuhiri,Te Patukirikiri,Ngāti Whanaunga,Ngāti Tamaterā,Ngāti Pāoa,Ngāi Tai ki Tāmaki,Ngāti Hako,Te Ākitai Waiohua | 1.59 | 2 |  |  |  | no | 3 | 3 | 1 | CCTV NOT Available or Over 30 Years Old & Soil Type Not Available | 2.7024 | 3 | 1 | 1 | 2.5 | Property Parcels | 1 |  | 1.5 | 0.98 | 0.024502 | Modelled Flow Data Used & Depth Available | 15.4113 | 8
577 | 600 | 16133 | 10005923 | 195301 | DSHIN | Howick Interceptor | Gravity | Pipe | Buried | OP | CONC | None | 1964-06-30 | 5.6 | 5.54 | dwg | HI | Transmission | Legacy | 1 |  |  | 4 | 1050 | [5 empty] | 75400 | NA |  | 54.39 |  | WSL |  | Waikato,Ngāti Maru,Ngāti Tamaoho,Ngāti Whanaunga,Ngāti Tamaterā,Ngāti Pāoa,Ngāi Tai ki Tāmaki,Ngāti Hako,Te Ākitai Waiohua | 2.39 | 2 | 2 | 2015 | CCTV Footage Review Log South_Latest.xls | no | 5 | 3 | 2 | CCTV Available (0-10 Years Old) & Soil Type Available | 2.702 | 3 | 4 | 4 | 1 |  | 1 |  | 5 | 0.83 | 0.11795 | Modelled Flow Data Used & Depth Available | 54.3859 | 8
3467 | 3740 | 932940 | 10088675 | 196557 | DSSBE | Sunnybrae Branch Sewer TS17 | Gravity | Pipe | Buried | OP | CONC | PVC | 1961-01-01 |  |  | dwg | NI | Transmission | Legacy | 2 |  |  | 4 | 381 | [5 empty] | 65295 | NA |  | 21.93 |  | WSL |  | Te Kawerau a Maki,Ngāti Whātua,Ngāti Maru,Ngāti Whātua o Ōrākei,Ngāti Tamaoho,Ngāti Manuhiri,Te Patukirikiri,Ngāti Whanaunga,Ngāti Tamaterā,Ngāti Pāoa,Ngāi Tai ki Tāmaki,Ngāti Hako,Te Ākitai Waiohua | 1.21 | 1 |  |  |  | no | 1 | 3 | 1 | CCTV NOT Available or Over 30 Years Old & Soil Type Available | 2.7018 | 3 | 1 | 1 | 2.5 | Property Parcels | 1 |  | 1.5 | 0.98 | 0.025268 | Modelled Flow Data Used & Depth Available | 21.9298 | 4
3625 | 3899 | 904051 | 10088752 | 197082 | DSTBY | Torbay Branch Sewer TS7B | Gravity | Pipe | Buried | OP | PVC-U | None | 1985-01-01 |  |  | dwg | NI | Transmission | Legacy | 2 |  |  | 4 | 300 | [5 empty] | 65361 | NA |  | 61.05 |  | WSL |  | Te Kawerau a Maki,Ngāti Whātua,Ngāti Maru,Ngāti Whātua o Ōrākei,Ngāti Tamaoho,Ngāti Manuhiri,Te Patukirikiri,Ngāti Whanaunga,Ngāti Tamaterā,Ngāti Pāoa,Ngāi Tai ki Tāmaki,Ngāti Hako,Te Ākitai Waiohua | 1.59 | 2 |  |  |  | no | 3 | 3 | 1 | CCTV NOT Available or Over 30 Years Old & Soil Type Not Available | 2.7002 | 3 | 1 | 1 | 2.5 | Property Parcels | 1 |  | 1.5 | 0.98 | 0.027565 | Modelled Flow Data Used & Depth Available | 61.0492 | 8
3129 | 3391 | 912842 | 10088754 | 196937 | DSTBY | Torbay Branch Sewer TS7B | Gravity | Pipe | Buried | OP | PVC-U | None | 1985-01-01 |  |  | dwg | NI | Transmission | Legacy | 2 |  |  | 4 | 300 | [5 empty] | 65363 | NA |  | 32.83 |  | WSL |  | Te Kawerau a Maki,Ngāti Whātua,Ngāti Maru,Ngāti Whātua o Ōrākei,Ngāti Tamaoho,Ngāti Manuhiri,Te Patukirikiri,Ngāti Whanaunga,Ngāti Tamaterā,Ngāti Pāoa,Ngāi Tai ki Tāmaki,Ngāti Hako,Te Ākitai Waiohua | 1.59 | 2 |  |  |  | no | 3 | 3 | 1 | CCTV NOT Available or Over 30 Years Old & Soil Type Not Available | 2.7002 | 3 | 1 | 1 | 2.5 | Property Parcels | 1 |  | 1.5 | 0.98 | 0.027565 | Modelled Flow Data Used & Depth Available | 32.8278 | 8
3046 | 3307 | 921306 | 10088756 | 197083 | DSTBY | Torbay Branch Sewer TS7B | Gravity | Pipe | Buried | OP | PVC-U | None | 1985-01-01 |  |  | dwg | NI | Transmission | Legacy | 2 |  |  | 4 | 300 | [5 empty] | 65365 | NA |  | 30.13 |  | WSL |  | Te Kawerau a Maki,Ngāti Whātua,Ngāti Maru,Ngāti Whātua o Ōrākei,Ngāti Tamaoho,Ngāti Manuhiri,Te Patukirikiri,Ngāti Whanaunga,Ngāti Tamaterā,Ngāti Pāoa,Ngāi Tai ki Tāmaki,Ngāti Hako,Te Ākitai Waiohua | 1.59 | 2 |  |  |  | no | 3 | 3 | 1 | CCTV NOT Available or Over 30 Years Old & Soil Type Not Available | 2.7002 | 3 | 1 | 1 | 2.5 | Property Parcels | 1 |  | 1.5 | 0.98 | 0.027565 | Modelled Flow Data Used & Depth Available | 30.1307 | 8
3644 | 3918 | 904053 | 10088751 | 197676 | DSTBY | Torbay Branch Sewer TS7B | Gravity | Pipe | Buried | OP | PVC-U | None | 1985-01-01 |  |  | dwg | NI | Transmission | Legacy | 2 |  |  | 4 | 300 | [5 empty] | 65360 | NA |  | 23.91 |  | WSL |  | Te Kawerau a Maki,Ngāti Whātua,Ngāti Maru,Ngāti Whātua o Ōrākei,Ngāti Tamaoho,Ngāti Manuhiri,Te Patukirikiri,Ngāti Whanaunga,Ngāti Tamaterā,Ngāti Pāoa,Ngāi Tai ki Tāmaki,Ngāti Hako,Te Ākitai Waiohua | 1.59 | 2 |  |  |  | no | 3 | 3 | 1 | CCTV NOT Available or Over 30 Years Old & Soil Type Not Available | 2.7002 | 3 | 1 | 1 | 2.5 | Property Parcels | 1 |  | 1.5 | 0.98 | 0.027565 | Modelled Flow Data Used & Depth Available | 23.9136 | 8
3194 | 3458 | 917952 | 10088755 | 197677 | DSTBY | Torbay Branch Sewer TS7B | Gravity | Pipe | Buried | OP | PVC-U | None | 1985-01-01 |  |  | dwg | NI | Transmission | Legacy | 2 |  |  | 4 | 300 | [5 empty] | 65364 | NA |  | 10.64 |  | WSL |  | Te Kawerau a Maki,Ngāti Whātua,Ngāti Maru,Ngāti Whātua o Ōrākei,Ngāti Tamaoho,Ngāti Manuhiri,Te Patukirikiri,Ngāti Whanaunga,Ngāti Tamaterā,Ngāti Pāoa,Ngāi Tai ki Tāmaki,Ngāti Hako,Te Ākitai Waiohua | 1.59 | 2 |  |  |  | no | 3 | 3 | 1 | CCTV NOT Available or Over 30 Years Old & Soil Type Not Available | 2.7002 | 3 | 1 | 1 | 2.5 | Property Parcels | 1 |  | 1.5 | 0.98 | 0.027565 | Modelled Flow Data Used & Depth Available | 10.6361 | 8
3125 | 3387 | 921289 | 10088753 | 197279 | DSTBY | Torbay Branch Sewer TS7B | Gravity | Pipe | Buried | OP | PVC-U | None | 1985-01-01 |  |  | dwg | NI | Transmission | Legacy | 2 |  |  | 4 | 300 | [5 empty] | 65362 | NA |  | 10.18 |  | WSL |  | Te Kawerau a Maki,Ngāti Whātua,Ngāti Maru,Ngāti Whātua o Ōrākei,Ngāti Tamaoho,Ngāti Manuhiri,Te Patukirikiri,Ngāti Whanaunga,Ngāti Tamaterā,Ngāti Pāoa,Ngāi Tai ki Tāmaki,Ngāti Hako,Te Ākitai Waiohua | 1.59 | 2 |  |  |  | no | 3 | 3 | 1 | CCTV NOT Available or Over 30 Years Old & Soil Type Not Available | 2.7002 | 3 | 1 | 1 | 2.5 | Property Parcels | 1 |  | 1.5 | 0.98 | 0.027565 | Modelled Flow Data Used & Depth Available | 10.1774 | 8
3081 | 3342 | 917956 | 10088758 | 196938 | DSTBY | Torbay Branch Sewer TS7B | Gravity | Pipe | Buried | OP | PVC-U | None | 1985-01-01 |  |  | dwg | NI | Transmission | Legacy | 2 |  |  | 4 | 300 | [5 empty] | 65367 | NA |  | 9.06 |  | WSL |  | Te Kawerau a Maki,Ngāti Whātua,Ngāti Maru,Ngāti Whātua o Ōrākei,Ngāti Tamaoho,Ngāti Manuhiri,Te Patukirikiri,Ngāti Whanaunga,Ngāti Tamaterā,Ngāti Pāoa,Ngāi Tai ki Tāmaki,Ngāti Hako,Te Ākitai Waiohua | 1.59 | 2 |  |  |  | no | 3 | 3 | 1 | CCTV NOT Available or Over 30 Years Old & Soil Type Not Available | 2.7002 | 3 | 1 | 1 | 2.5 | Property Parcels | 1 |  | 1.5 | 0.98 | 0.027565 | Modelled Flow Data Used & Depth Available | 9.0561 | 8
3021 | 3282 | 905129 | 10088646 | 196693 | DSRLD | Rosedale Branch Sewer TS23 | Gravity | Pipe | Buried | OP | CONC | None | 1989-12-01 |  |  | dwg | NI | Transmission | Legacy | 2 |  |  | 4 | 381 | [5 empty] | 65281 | NA |  | 68.19 |  | WSL |  | Te Kawerau a Maki,Ngāti Whātua,Ngāti Maru,Ngāti Whātua o Kaipara,Ngāti Whātua o Ōrākei,Ngāti Tamaoho,Ngāti Manuhiri,Te Patukirikiri,Ngāti Whanaunga,Ngāti Tamaterā,Ngāti Pāoa,Ngāi Tai ki Tāmaki,Ngāti Hako,Te Ākitai Waiohua | 1.21 | 1 |  |  |  | no | 1 | 3 | 1 | CCTV NOT Available or Over 30 Years Old & Soil Type Available | 2.6996 | 3 | 1 | 1 | 2.5 | Property Parcels | 1 |  | 1.5 | 0.98 | 0.028331 | Modelled Flow Data Used & Depth Available | 68.1869 | 4
3338 | 3606 | 926649 | 10088642 | 196692 | DSRLD | Rosedale Branch Sewer TS23 | Gravity | Pipe | Buried | OP | CONC | None | 1992-01-01 |  |  | dwg | NI | Transmission | Legacy | 2 |  |  | 4 | 381 | [5 empty] | 65277 | NA |  | 21.15 |  | WSL |  | Te Kawerau a Maki,Ngāti Whātua,Ngāti Maru,Ngāti Whātua o Kaipara,Ngāti Whātua o Ōrākei,Ngāti Tamaoho,Ngāti Manuhiri,Te Patukirikiri,Ngāti Whanaunga,Ngāti Tamaterā,Ngāti Pāoa,Ngāi Tai ki Tāmaki,Ngāti Hako,Te Ākitai Waiohua | 1.21 | 1 |  |  |  | no | 1 | 3 | 1 | CCTV NOT Available or Over 30 Years Old & Soil Type Available | 2.6996 | 3 | 1 | 1 | 2.5 | Property Parcels | 1 |  | 1.5 | 0.98 | 0.028331 | Modelled Flow Data Used & Depth Available | 21.1514 | 4
3357 | 3625 | 926647 | 10088644 | 196539 | DSRLD | Rosedale Branch Sewer TS23 | Gravity | Pipe | Buried | OP | CONC | None | 1992-01-01 |  |  | dwg | NI | Transmission | Legacy | 2 |  |  | 4 | 381 | [5 empty] | 65279 | NA |  | 12.63 |  | WSL |  | Te Kawerau a Maki,Ngāti Whātua,Ngāti Maru,Ngāti Whātua o Kaipara,Ngāti Whātua o Ōrākei,Ngāti Tamaoho,Ngāti Manuhiri,Te Patukirikiri,Ngāti Whanaunga,Ngāti Tamaterā,Ngāti Pāoa,Ngāi Tai ki Tāmaki,Ngāti Hako,Te Ākitai Waiohua | 1.21 | 1 |  |  |  | no | 1 | 3 | 1 | CCTV NOT Available or Over 30 Years Old & Soil Type Available | 2.6996 | 3 | 1 | 1 | 2.5 | Property Parcels | 1 |  | 1.5 | 0.98 | 0.028331 | Modelled Flow Data Used & Depth Available | 12.6288 | 4
3317 | 3584 | 923661 | 10088635 | 196949 | DSRLD | Rosedale Branch Sewer TS23 | Gravity | Pipe | Buried | OP | CONC | None | 1989-01-01 |  |  | dwg | NI | Transmission | Legacy | 2 |  |  | 4 | 381 | [5 empty] | 65270 | NA |  | 84.76 |  | WSL |  | Te Kawerau a Maki,Ngāti Whātua,Ngāti Maru,Ngāti Whātua o Kaipara,Ngāti Whātua o Ōrākei,Ngāti Tamaoho,Ngāti Manuhiri,Te Patukirikiri,Ngāti Whanaunga,Ngāti Tamaterā,Ngāti Pāoa,Ngāi Tai ki Tāmaki,Ngāti Hako,Te Ākitai Waiohua | 1.97 | 2 |  |  |  | no | 5 | 3 | 1 | CCTV NOT Available or Over 30 Years Old & Soil Type Available | 2.6985 | 3 | 1 | 1 | 2.5 | Property Parcels | 1 |  | 1.5 | 0.98 | 0.029862 | Modelled Flow Data Used & Depth Available | 84.7557 | 8
3270 | 3535 | 926645 | 10088641 | 196800 | DSRLD | Rosedale Branch Sewer TS23 | Gravity | Pipe | Buried | OP | CONC | None | 1994-01-01 |  |  | dwg | NI | Transmission | Legacy | 2 |  |  | 4 | 381 | [5 empty] | 65276 | NA |  | 81.9 |  | WSL |  | Te Kawerau a Maki,Ngāti Whātua,Ngāti Maru,Ngāti Whātua o Kaipara,Ngāti Whātua o Ōrākei,Ngāti Tamaoho,Ngāti Manuhiri,Te Patukirikiri,Ngāti Whanaunga,Ngāti Tamaterā,Ngāti Pāoa,Ngāi Tai ki Tāmaki,Ngāti Hako,Te Ākitai Waiohua | 1.21 | 1 |  |  |  | no | 1 | 3 | 1 | CCTV NOT Available or Over 30 Years Old & Soil Type Available | 2.6985 | 3 | 1 | 1 | 2.5 | Property Parcels | 1 |  | 1.5 | 0.98 | 0.029862 | Modelled Flow Data Used & Depth Available | 81.8991 | 4
3871 | 4148 | 917244 | 10089796 | 193840 | DSBMT | Belmont Branch Sewer TS2B | Gravity | Pipe | Buried | OP | CONC | None | 1967-01-01 |  |  | dwg | NI | Transmission | Legacy | 2 |  |  | 4 | 381 | [5 empty] | 64341 | NA |  | 40.94 |  | WSL |  | Te Kawerau a Maki,Ngāti Whātua,Ngāti Maru,Ngāti Whātua o Ōrākei,Ngāti Tamaoho,Te Patukirikiri,Ngāti Whanaunga,Ngāti Tamaterā,Ngāti Pāoa,Ngāi Tai ki Tāmaki,Ngāti Hako,Te Ākitai Waiohua | 3 | 3 | 3 | 2016 | te puna wai | no | 1 | 1 | 2 | CCTV Available (0-10 Years Old) & Soil Type Available | 2.6985 | 3 | 1 | 1 | 2.5 | Property Parcels | 1 | Significant Ecological Area - SEA_T_8180 | 1.5 | 0.98 | 0.029862 | Modelled Flow Data Used & Depth Available | 40.9363 | 14
3344 | 3612 | 924569 | 10089832 | 194389 | DSBUR | Bush Road Branch Sewer TS25A | Gravity | Pipe | Buried | OP | CONC | None | 1997-01-01 |  |  | dwg | NI | Transmission | Legacy | 2 |  |  | 4 | 300 | [5 empty] | 64349 | NA |  | 25.65 |  | WSL |  | Te Kawerau a Maki,Ngāti Whātua,Ngāti Maru,Ngāti Whātua o Kaipara,Ngāti Whātua o Ōrākei,Ngāti Tamaoho,Ngāti Manuhiri,Ngāti Whanaunga,Ngāti Tamaterā,Ngāti Pāoa,Ngāi Tai ki Tāmaki,Ngāti Hako,Te Ākitai Waiohua | 1.21 | 1 |  |  |  | no | 1 | 3 | 1 | CCTV NOT Available or Over 30 Years Old & Soil Type Available | 2.6985 | 3 | 1 | 1 | 2.5 | Property Parcels | 1 |  | 1.5 | 0.98 | 0.029862 | Modelled Flow Data Used & Depth Available | 25.6549 | 4
3492 | 3765 | 932981 | 10088663 | 196554 | DSSBE | Sunnybrae Branch Sewer TS17 | Gravity | Pipe | Buried | OP | CONC | None | 1961-01-01 |  |  | dwg | NI | Transmission | Legacy | 2 |  |  | 4 | 381 | [5 empty] | 65283 | NA |  | 5.36 |  | WSL |  | Te Kawerau a Maki,Ngāti Whātua,Ngāti Maru,Ngāti Whātua o Ōrākei,Ngāti Tamaoho,Ngāti Manuhiri,Te Patukirikiri,Ngāti Whanaunga,Ngāti Tamaterā,Ngāti Pāoa,Ngāi Tai ki Tāmaki,Ngāti Hako,Te Ākitai Waiohua | 3.17 | 3 |  |  |  | no | 5 | 1 | 3 | CCTV NOT Available or Over 30 Years Old & Soil Type Available | 2.6974 | 3 | 1 | 1 | 2.5 | Property Parcels | 1 |  | 1.5 | 0.98 | 0.031394 | Modelled Flow Data Used & Depth Available | 5.3628 | 14
3958 | 4236 | 926513 | 10088633 | 196798 | DSRLD | Rosedale Branch Sewer TS23 | Gravity | Pipe | Buried | OP | CONC | None | 1989-01-01 |  |  | dwg | NI | Transmission | Legacy | 2 |  |  | 4 | 381 | [5 empty] | 65268 | NA |  | 15.4 |  | WSL |  | Te Kawerau a Maki,Ngāti Whātua,Ngāti Maru,Ngāti Whātua o Kaipara,Ngāti Whātua o Ōrākei,Ngāti Tamaoho,Ngāti Manuhiri,Te Patukirikiri,Ngāti Whanaunga,Ngāti Tamaterā,Ngāti Pāoa,Ngāi Tai ki Tāmaki,Ngāti Hako,Te Ākitai Waiohua | 1.21 | 1 |  |  |  | no | 1 | 3 | 1 | CCTV NOT Available or Over 30 Years Old & Soil Type Available | 2.6974 | 3 | 1 | 1 | 2.5 | Property Parcels | 1 |  | 1.5 | 0.98 | 0.031394 | Modelled Flow Data Used & Depth Available | 15.398 | 4
3946 | 4224 | 921304 | 10088741 | 197276 | DSTBY | Torbay Branch Sewer TS7B | Gravity | Pipe | Buried | OP | PVC-U | None | 1985-01-01 |  |  | dwg | NI | Transmission | Legacy | 2 |  |  | 4 | 300 | [5 empty] | 65350 | NA |  | 51.53 |  | WSL |  | Te Kawerau a Maki,Ngāti Whātua,Ngāti Maru,Ngāti Whātua o Ōrākei,Ngāti Tamaoho,Ngāti Manuhiri,Te Patukirikiri,Ngāti Whanaunga,Ngāti Tamaterā,Ngāti Pāoa,Ngāi Tai ki Tāmaki,Ngāti Hako,Te Ākitai Waiohua | 1.59 | 2 |  |  |  | no | 3 | 3 | 1 | CCTV NOT Available or Over 30 Years Old & Soil Type Not Available | 2.6963 | 3 | 1 | 1 | 2.5 | Property Parcels | 1 |  | 1.5 | 0.98 | 0.032925 | Modelled Flow Data Used & Depth Available | 51.5349 | 8
3985 | 4263 | 921303 | 10088742 | 196934 | DSTBY | Torbay Branch Sewer TS7B | Gravity | Pipe | Buried | OP | PVC-U | None | 1985-01-01 |  |  | dwg | NI | Transmission | Legacy | 2 |  |  | 4 | 300 | [5 empty] | 65351 | NA |  | 42.7 |  | WSL |  | Te Kawerau a Maki,Ngāti Whātua,Ngāti Maru,Ngāti Whātua o Ōrākei,Ngāti Tamaoho,Ngāti Manuhiri,Te Patukirikiri,Ngāti Whanaunga,Ngāti Tamaterā,Ngāti Pāoa,Ngāi Tai ki Tāmaki,Ngāti Hako,Te Ākitai Waiohua | 1.59 | 2 |  |  |  | no | 3 | 3 | 1 | CCTV NOT Available or Over 30 Years Old & Soil Type Not Available | 2.6963 | 3 | 1 | 1 | 2.5 | Property Parcels | 1 |  | 1.5 | 0.98 | 0.032925 | Modelled Flow Data Used & Depth Available | 42.6956 | 8
3165 | 3429 | 918546 | 10088745 | 197277 | DSTBY | Torbay Branch Sewer TS7B | Gravity | Pipe | Buried | OP | PVC-U | None | 1985-01-01 |  |  | dwg | NI | Transmission | Legacy | 2 |  |  | 4 | 300 | [5 empty] | 65354 | NA |  | 37.6 |  | WSL |  | Te Kawerau a Maki,Ngāti Whātua,Ngāti Maru,Ngāti Whātua o Ōrākei,Ngāti Tamaoho,Ngāti Manuhiri,Te Patukirikiri,Ngāti Whanaunga,Ngāti Tamaterā,Ngāti Pāoa,Ngāi Tai ki Tāmaki,Ngāti Hako,Te Ākitai Waiohua | 1.59 | 2 |  |  |  | no | 3 | 3 | 1 | CCTV NOT Available or Over 30 Years Old & Soil Type Not Available | 2.6963 | 3 | 1 | 1 | 2.5 | Property Parcels | 1 |  | 1.5 | 0.98 | 0.032925 | Modelled Flow Data Used & Depth Available | 37.6018 | 8
3769 | 4044 | 921612 | 10088747 | 197675 | DSTBY | Torbay Branch Sewer TS7B | Gravity | Pipe | Buried | OP | PVC-U | None | 1985-01-01 |  |  | dwg | NI | Transmission | Legacy | 2 |  |  | 4 | 300 | [5 empty] | 65356 | NA |  | 35.24 |  | WSL |  | Te Kawerau a Maki,Ngāti Whātua,Ngāti Maru,Ngāti Whātua o Ōrākei,Ngāti Tamaoho,Ngāti Manuhiri,Te Patukirikiri,Ngāti Whanaunga,Ngāti Tamaterā,Ngāti Pāoa,Ngāi Tai ki Tāmaki,Ngāti Hako,Te Ākitai Waiohua | 1.59 | 2 |  |  |  | no | 3 | 3 | 1 | CCTV NOT Available or Over 30 Years Old & Soil Type Not Available | 2.6963 | 3 | 1 | 1 | 2.5 | Property Parcels | 1 |  | 1.5 | 0.98 | 0.032925 | Modelled Flow Data Used & Depth Available | 35.2351 | 8
3740 | 4015 | 921614 | 10088744 | 197080 | DSTBY | Torbay Branch Sewer TS7B | Gravity | Pipe | Buried | OP | PVC-U | None | 1985-01-01 |  |  | dwg | NI | Transmission | Legacy | 2 |  |  | 4 | 300 | [5 empty] | 65353 | NA |  | 33.86 |  | WSL |  | Te Kawerau a Maki,Ngāti Whātua,Ngāti Maru,Ngāti Whātua o Ōrākei,Ngāti Tamaoho,Ngāti Manuhiri,Te Patukirikiri,Ngāti Whanaunga,Ngāti Tamaterā,Ngāti Pāoa,Ngāi Tai ki Tāmaki,Ngāti Hako,Te Ākitai Waiohua | 1.59 | 2 |  |  |  | no | 3 | 3 | 1 | CCTV NOT Available or Over 30 Years Old & Soil Type Not Available | 2.6963 | 3 | 1 | 1 | 2.5 | Property Parcels | 1 |  | 1.5 | 0.98 | 0.032925 | Modelled Flow Data Used & Depth Available | 33.8595 | 8
3117 | 3379 | 906534 | 10088737 | 197275 | DSTBY | Torbay Branch Sewer TS7B | Gravity | Pipe | Buried | OP | PVC-U | None | 1985-01-01 |  |  | dwg | NI | Transmission | Legacy | 2 |  |  | 4 | 300 | [5 empty] | 65346 | NA |  | 29.98 |  | WSL |  | Te Kawerau a Maki,Ngāti Whātua,Ngāti Maru,Ngāti Whātua o Ōrākei,Ngāti Tamaoho,Ngāti Manuhiri,Te Patukirikiri,Ngāti Whanaunga,Ngāti Tamaterā,Ngāti Pāoa,Ngāi Tai ki Tāmaki,Ngāti Hako,Te Ākitai Waiohua | 1.59 | 2 |  |  |  | no | 3 | 3 | 1 | CCTV NOT Available or Over 30 Years Old & Soil Type Not Available | 2.6963 | 3 | 1 | 1 | 2.5 | Property Parcels | 1 |  | 1.5 | 0.98 | 0.032925 | Modelled Flow Data Used & Depth Available | 29.9772 | 8
2985 | 3245 | 904605 | 10088739 | 197673 | DSTBY | Torbay Branch Sewer TS7B | Gravity | Pipe | Buried | OP | PVC-U | None | 1989-01-01 |  |  | dwg | NI | Transmission | Legacy | 2 |  |  | 4 | 300 | [5 empty] | 65348 | NA |  | 7.6 |  | WSL |  | Te Kawerau a Maki,Ngāti Whātua,Ngāti Maru,Ngāti Whātua o Ōrākei,Ngāti Tamaoho,Ngāti Manuhiri,Te Patukirikiri,Ngāti Whanaunga,Ngāti Tamaterā,Ngāti Pāoa,Ngāi Tai ki Tāmaki,Ngāti Hako,Te Ākitai Waiohua | 1.59 | 2 |  |  |  | no | 3 | 3 | 1 | CCTV NOT Available or Over 30 Years Old & Soil Type Not Available | 2.6963 | 3 | 1 | 1 | 2.5 | Property Parcels | 1 |  | 1.5 | 0.98 | 0.032925 | Modelled Flow Data Used & Depth Available | 7.6016 | 8
3070 | 3331 | 903566 | 10088736 | 197078 | DSTBY | Torbay Branch Sewer TS7B | Gravity | Pipe | Buried | OP | PVC-U | None | 1985-01-01 |  |  | dwg | NI | Transmission | Legacy | 2 |  |  | 4 | 300 | [5 empty] | 65345 | NA |  | 5.14 |  | WSL |  | Te Kawerau a Maki,Ngāti Whātua,Ngāti Maru,Ngāti Whātua o Ōrākei,Ngāti Tamaoho,Ngāti Manuhiri,Te Patukirikiri,Ngāti Whanaunga,Ngāti Tamaterā,Ngāti Pāoa,Ngāi Tai ki Tāmaki,Ngāti Hako,Te Ākitai Waiohua | 1.59 | 2 |  |  |  | no | 3 | 3 | 1 | CCTV NOT Available or Over 30 Years Old & Soil Type Not Available | 2.6963 | 3 | 1 | 1 | 2.5 | Property Parcels | 1 |  | 1.5 | 0.98 | 0.032925 | Modelled Flow Data Used & Depth Available | 5.1425 | 8
265 | 277 | 15785 | 10008107 | 197044 | DSSIN | Southern Interceptor | Gravity | Pipe | Buried | OP | CONC | None | 1965-06-30 | -0.73 | -0.96 | dwg | SI | Transmission | Legacy | 1 |  |  | 4 | 1050 | [5 empty] | 77329 | NA |  | 226.87 |  | WSL |  | Waikato,Ngāti Maru,Ngāti Tamaoho,Ngāti Whanaunga,Ngāti Tamaterā,Ngāti Pāoa,Ngāi Tai ki Tāmaki,Ngāti Hako,Te Ākitai Waiohua | 2 | 2 | 2 | 2019 | CCTV Footage Review Log South_Latest.xls | no | 1 | 3 | 2 | CCTV Available (0-10 Years Old) & Soil Type Available | 2.6951 | 3 | 4 | 4 | 1 |  | 1 | Ocean Intercept, Significant Ecological Area - SEA-M2-171 | 5 | 0.83 | 0.11399 | Modelled Flow Data Used & Depth Available | 226.8713 | 8
263 | 275 | 16119 | 10008103 | 197043 | DSSIN | Southern Interceptor | Gravity | Pipe | Buried | OP | CONC | None | 1965-06-30 | -1.35 | -1.54 | dwg | SI | Transmission | Legacy | 1 |  |  | 4 | 1050 | [5 empty] | 77325 | NA |  | 175.67 |  | WSL |  | Waikato,Ngāti Maru,Ngāti Tamaoho,Ngāti Whanaunga,Ngāti Tamaterā,Ngāti Pāoa,Ngāi Tai ki Tāmaki,Ngāti Hako,Te Ākitai Waiohua | 2 | 2 | 2 | 2019 | CCTV Footage Review Log South_Latest.xls | no | 1 | 3 | 2 | CCTV Available (0-10 Years Old) & Soil Type Available | 2.695 | 3 | 4 | 4 | 1 |  | 1 |  | 5 | 0.83 | 0.11398 | Modelled Flow Data Used & Depth Available | 175.6741 | 8
264 | 276 | 15784 | 10008106 | 196747 | DSSIN | Southern Interceptor | Gravity | Pipe | Buried | OP | CONC | None | 1965-06-30 | -0.96 | -1.19 | dwg | SI | Transmission | Legacy | 1 |  |  | 4 | 1050 | [5 empty] | 77328 | NA |  | 217.5 |  | WSL |  | Waikato,Ngāti Maru,Ngāti Tamaoho,Ngāti Whanaunga,Ngāti Tamaterā,Ngāti Pāoa,Ngāi Tai ki Tāmaki,Ngāti Hako,Te Ākitai Waiohua | 2 | 2 | 2 | 2019 | CCTV Footage Review Log South_Latest.xls | no | 1 | 3 | 2 | CCTV Available (0-10 Years Old) & Soil Type Available | 2.695 | 3 | 4 | 4 | 1 |  | 1 | Ocean Intercept, Significant Ecological Area - SEA-M2-171 | 5 | 0.83 | 0.11395 | Modelled Flow Data Used & Depth Available | 217.5043 | 8
2691 | 2927 | 14801 | 10007350 | 196124 | DSOTN | Otahuhu North Branch | Gravity | Pipe | Buried | OP | CONC | None | 1965-06-30 | 13.17 | 12.19 | dwg | EI | Transmission | Legacy | 2 |  |  | 4 | 318 | [5 empty] | 76527 | NA |  | 95.73 |  | WSL |  | Waikato,Te Kawerau a Maki,Ngāti Maru,Ngāti Whātua o Ōrākei,Ngāti Tamaoho,Ngāti Tamaterā,Ngāti Pāoa,Ngāi Tai ki Tāmaki,Ngāti Hako,Te Ākitai Waiohua | 3 | 3 | 3 | 2020 | CCTV Footage Review Log South_Latest.xls | no | 1 | 1 | 2 | CCTV Available (0-10 Years Old) & Soil Type Available | 2.6923 | 3 | 2 | 1 | 2.5 | Property Parcels | 1 | Aquifer - Auckland Isthmus Volcanic Aquifer | 1 | 0.96 | 0.038608 | Modelled Flow Data Used & Depth Available | 95.7324 | 14
737 | 772 | 14803 | 10007349 | 196466 | DSOTN | Otahuhu North Branch | Gravity | Pipe | Buried | OP | CONC | None | 1965-06-30 | 12.19 | 10.31 | dwg | EI | Transmission | Legacy | 2 |  |  | 4 | 318 | [5 empty] | 76526 | NA |  | 108.81 |  | WSL |  | Waikato,Te Kawerau a Maki,Ngāti Maru,Ngāti Whātua o Ōrākei,Ngāti Tamaoho,Ngāti Tamaterā,Ngāti Pāoa,Ngāi Tai ki Tāmaki,Ngāti Hako,Te Ākitai Waiohua | 3 | 3 | 3 | 2020 | CCTV Footage Review Log South_Latest.xls | no | 1 | 1 | 2 | CCTV Available (0-10 Years Old) & Soil Type Available | 2.6923 | 3 | 2 | 1 | 2.5 | Property Parcels | 1 | Aquifer - Auckland Isthmus Volcanic Aquifer | 1 | 0.96 | 0.038338 | Modelled Flow Data Used & Depth Available | 108.8077 | 14
2782 | 3027 | 302859 | 10071745 | 195015 | DSGLE | Glen Eden Branch | Gravity | Pipe | Buried | OP | CONC | None | 1965-06-30 | 19.64 | 19.81 | dwg | WI | Transmission | Legacy | 2 |  |  | 4 | 381 | [5 empty] | 75235 | NA |  | 2.55 |  | WSL |  | Te Kawerau a Maki,Ngāti Whātua,Ngāti Whātua o Ōrākei,Ngāti Tamaoho,Ngāti Tamaterā,Te Ākitai Waiohua | 2.67 | 3 |  |  |  | no | 5 | 3 | 2 | CCTV NOT Available or Over 30 Years Old & Soil Type Available | 2.6916 | 3 | 2 | 1 | 2.5 | Property Parcels | 1 |  | 1 | 0.96 | 0.026549 | Modelled Flow Data Used & Depth Available | 2.5479 | 14
1669 | 1819 | 16999 | 10009613 | 197879 | DSWYN | Weymouth North Branch | Gravity | Pipe | Buried | OP | AC | None | 1980-06-30 | 9.94 | 9.74 | dwg | SW | Transmission | Legacy | 2 |  |  | 4 | 375 | [5 empty] | 78676 | NA |  | 106.84 |  | WSL |  | Waikato,Te Kawerau a Maki,Ngāti Maru,Ngāti Tamaoho,Ngāti Whanaunga,Ngāti Tamaterā,Ngāi Tai ki Tāmaki,Ngāti Hako,Te Ākitai Waiohua | 3 | 3 | 3 | 2008 | CCTV Footage Review Log South_Latest.xls | no | 5 | 1 | 2 | CCTV Available (10-20 Years Old) & Soil Type Available | 2.6912 | 3 | 2 | 1 | 2.5 | Property Parcels | 1 |  | 1 | 0.96 | 0.019603 | Modelled Flow Data Used & Depth Available | 106.8445 | 14
595 | 618 | 16153 | 10005966 | 194787 | DSHIN | Howick Interceptor | Gravity | Pipe | Piered | OP | CONC | None | 1964-06-30 | 12.81 | 12.76 | digH | HI | Transmission | DU1211 | 1 |  |  | 4 | 600 | [5 empty] | 75443 | NA |  | 8.79 |  | WSL |  | Waikato,Ngāti Maru,Ngāti Tamaoho,Ngāti Whanaunga,Ngāti Tamaterā,Ngāti Pāoa,Ngāi Tai ki Tāmaki,Ngāti Hako,Te Ākitai Waiohua | 2.39 | 2 | 2 | 2015 | CCTV Footage Review Log South_Latest.xls | no | 5 | 3 | 2 | CCTV Available (0-10 Years Old) & Soil Type Available | 2.6906 | 3 | 3 | 3 | 1 |  | 4 | NZ River Lines | 1.5 | 0.925 | 0.061599 | Modelled Flow Data Used & Depth Available | 8.786 | 8
266 | 278 | 15786 | 10008108 | 196593 | DSSIN | Southern Interceptor | Gravity | Pipe | Buried | OP | CONC | None | 1965-06-30 | -0.51 | -0.73 | dwg | SI | Transmission | Legacy | 1 |  |  | 4 | 1050 | [5 empty] | 77330 | NA |  | 199.88 |  | WSL |  | Waikato,Ngāti Maru,Ngāti Tamaoho,Ngāti Whanaunga,Ngāti Tamaterā,Ngāti Pāoa,Ngāi Tai ki Tāmaki,Ngāti Hako,Te Ākitai Waiohua | 2 | 2 | 2 | 2019 | CCTV Footage Review Log South_Latest.xls | no | 1 | 3 | 2 | CCTV Available (0-10 Years Old) & Soil Type Available | 2.6903 | 3 | 4 | 4 | 1 |  | 1 | Ocean Intercept, Significant Ecological Area - SEA-M2-171 | 5 | 0.83 | 0.1113 | Modelled Flow Data Used & Depth Available | 199.8824 | 8
2537 | 2757 | 14875 | 10006947 | 195696 | DSONT | Onehunga Tradewaste | Gravity | Pipe | Buried | OP | CONC | None | 1965-06-30 | 1.27 | 1.17 | dwg | WI | Transmission | Legacy | 2 |  |  | 4 | 375 | [5 empty] | 76180 | NA |  | 20.44 |  | WSL |  | Waikato,Te Kawerau a Maki,Ngāti Whātua,Ngāti Maru,Ngāti Whātua o Ōrākei,Ngāti Tamaoho,Ngāti Tamaterā,Ngāti Pāoa,Ngāi Tai ki Tāmaki,Ngāti Hako,Te Ākitai Waiohua | 2.17 | 2 | 2 | 2018 | CCTV Footage Review Log South_Latest.xls | yes | 3 | 3 | 2 | CCTV Available (0-10 Years Old) & Soil Type Available | 2.6898 | 3 | 1 | 1 | 2.5 | Property Parcels | 1 | Aquifer - Mt Wellington Volcanic Aquifer | 1 | 0.96 | 0.00028634 | Modelled Flow Data Used & Depth Available | 20.4391 | 8
2538 | 2758 | 14876 | 10006946 | 196373 | DSONT | Onehunga Tradewaste | Gravity | Pipe | Buried | OP | CONC | None | 1965-06-30 | 1.17 | 1.1 | dwg | WI | Transmission | Legacy | 2 |  |  | 4 | 375 | [5 empty] | 76179 | NA |  | 18.81 |  | WSL |  | Waikato,Te Kawerau a Maki,Ngāti Whātua,Ngāti Maru,Ngāti Whātua o Ōrākei,Ngāti Tamaoho,Ngāti Tamaterā,Ngāti Pāoa,Ngāi Tai ki Tāmaki,Ngāti Hako,Te Ākitai Waiohua | 2.17 | 2 | 2 | 2018 | CCTV Footage Review Log South_Latest.xls | yes | 3 | 3 | 2 | CCTV Available (0-10 Years Old) & Soil Type Available | 2.6898 | 3 | 1 | 1 | 2.5 | Property Parcels | 1 | Aquifer - Mt Wellington Volcanic Aquifer | 1 | 0.96 | 0.00032495 | Modelled Flow Data Used & Depth Available | 18.8088 | 8
965 | 1020 | 16018 | 10006929 | 195841 | DSONT | Onehunga Tradewaste | Gravity | Pipe | Buried | OP | CONC | None | 1965-06-30 | 1.1 | 1.09 | dwg | WI | Transmission | Legacy | 2 |  |  | 4 | 300 | [5 empty] | 76178 | NA |  | 3.34 |  | WSL |  | Waikato,Te Kawerau a Maki,Ngāti Whātua,Ngāti Maru,Ngāti Whātua o Ōrākei,Ngāti Tamaoho,Ngāti Tamaterā,Ngāti Pāoa,Ngāi Tai ki Tāmaki,Ngāti Hako,Te Ākitai Waiohua | 3 | 3 | 3 | 2009 | te puna wai | no | 3 | 3 | 2 | CCTV Available (10-20 Years Old) & Soil Type Available | 2.6895 | 3 | 1 | 1 | 2.5 | Property Parcels | 1 | Aquifer - Mt Wellington Volcanic Aquifer | 1 | 0.96 | 0.00074642 | Modelled Flow Data Used & Depth Available | 3.3423 | 14
2779 | 3023 | 302856 | 10064747 | 196425 | DSPPE | Papatoetoe North East Branch | Gravity | Pipe | Buried | OP | VC | None | 2011-07-01 | 10.88 | 10.19 | dwg | SI | Transmission | DC12007 | 2 |  |  | 4 | 225 | [5 empty] | 77046 | NA |  | 21.32 |  | WSL |  | Waikato,Te Kawerau a Maki,Ngāti Maru,Ngāti Tamaoho,Ngāti Whanaunga,Ngāti Tamaterā,Ngāi Tai ki Tāmaki,Ngāti Hako,Te Ākitai Waiohua | 1.12 | 1 | 1 | 2018 | te puna wai | no | 1 | 3 | 1 | CCTV Available (0-10 Years Old) & Soil Type Available | 2.6893 | 3 | 1 | 1 | 2.5 | Property Parcels | 1 |  | 1 | 0.96 | 0.0010006 | Modelled Flow Data Used & Depth Available | 21.3217 | 4
861 | 901 | 15743 | 10004782 | 193845 | DSB3A | Branch 3A Parnell | Gravity | Pipe | Buried | OP | VC | None | 1911-06-30 | 7.43 | 6.53 | dwg | OM | Transmission | Legacy | 2 |  |  | 4 | 225 | [5 empty] | 74390 | NA |  | 37.82 |  | WSL |  | Waikato,Te Kawerau a Maki,Ngāti Whātua,Ngāti Maru,Ngāti Whātua o Ōrākei,Ngāti Tamaoho,Te Patukirikiri,Ngāti Tamaterā,Ngāti Pāoa,Ngāi Tai ki Tāmaki,Ngāti Hako,Te Ākitai Waiohua | 4 | 4 | 4 | 2010 | te puna wai | yes | 3 | 1 | 4 | CCTV Available (10-20 Years Old) & Soil Type Available | 2.6893 | 3 | 1 | 1 | 2.5 | Property Parcels | 1 | Significant Ecological Area - SEA_T_6171 | 1 | 0.96 | 0.0010842 | Modelled Flow Data Used & Depth Available | 37.8249 | 18
1851 | 2023 | 16993 | 10006354 | 195107 | DSMAN | Manurewa Branch | Gravity | Pipe | Buried | OP | CONC | None | 1966-06-30 | 15.28 | 15.19 | dwg | SI | Transmission | Legacy | 2 |  |  | 4 | 375 | [5 empty] | 75739 | NA |  | 25.65 |  | WSL |  | Waikato,Ngāti Maru,Ngāti Tamaoho,Ngāti Whanaunga,Ngāti Tamaterā,Ngāti Pāoa,Ngāi Tai ki Tāmaki,Ngāti Hako,Te Ākitai Waiohua | 3 | 3 | 3 | 1987 | te puna wai | yes | 1 | 1 | 2 | CCTV NOT Available or Over 30 Years Old & Soil Type Available | 2.6892 | 3 | 1 | 1 | 2.5 | Property Parcels | 1 |  | 1 | 0.96 | 0.0011872 | Modelled Flow Data Used & Depth Available | 25.6543 | 14
1210 | 1284 | 17294 | 10008750 | 197293 | DSTEP | Te Papa Tradewaste | Gravity | Pipe | Buried | OP | VC | None | 1996-06-30 | 6.75 | 6.44 | dwg | WI | Transmission | Legacy | 2 |  |  | 4 | 300 | [5 empty] | 77917 | NA |  | 63.88 |  | WSL |  | Waikato,Te Kawerau a Maki,Ngāti Whātua,Ngāti Maru,Ngāti Whātua o Ōrākei,Ngāti Tamaoho,Ngāti Tamaterā,Ngāti Pāoa,Ngāi Tai ki Tāmaki,Ngāti Hako,Te Ākitai Waiohua | 3 | 3 | 3 | 2015 | te puna wai | no | 3 | 3 | 1 | CCTV Available (0-10 Years Old) & Soil Type Available | 2.6889 | 3 | 1 | 1 | 2.5 | Property Parcels | 1 | Aquifer - Mt Wellington Volcanic Aquifer | 1 | 0.96 | 0.0016151 | Modelled Flow Data Used & Depth Available | 63.8833 | 14
2675 | 2908 | 15459 | 10007909 | 196701 | DSROY | Royal Oak Branch | Gravity | Pipe | Buried | OP | VC | None | 1968-06-30 | 47.08 | 46.96 | dwg | WI | Transmission | Legacy | 2 |  |  | 4 | 375 | [5 empty] | 77151 | NA |  | 24.21 |  | WSL |  | Waikato,Te Kawerau a Maki,Ngāti Whātua,Ngāti Maru,Ngāti Whātua o Ōrākei,Ngāti Tamaoho,Ngāti Tamaterā,Ngāi Tai ki Tāmaki,Ngāti Hako,Te Ākitai Waiohua | 2 | 2 | 2 | 2014 | te puna wai | no | 1 | 1 | 1 | CCTV Available (0-10 Years Old) & Soil Type Available | 2.6886 | 3 | 1 | 1 | 2.5 | Property Parcels | 1 | Aquifer - Onehunga Volcanic Aquifer | 1 | 0.96 | 0.0020044 | Modelled Flow Data Used & Depth Available | 24.2113 | 8
1211 | 1285 | 17295 | 10008749 | 197096 | DSTEP | Te Papa Tradewaste | Gravity | Pipe | Buried | OP | VC | None | 1996-06-30 | 6.44 | 6.41 | dwg | WI | Transmission | Legacy | 2 |  |  | 4 | 300 | [5 empty] | 77916 | NA |  | 8.61 |  | WSL |  | Waikato,Te Kawerau a Maki,Ngāti Whātua,Ngāti Maru,Ngāti Whātua o Ōrākei,Ngāti Tamaoho,Ngāti Tamaterā,Ngāti Pāoa,Ngāi Tai ki Tāmaki,Ngāti Hako,Te Ākitai Waiohua | 2 | 2 | 2 | 2015 | te puna wai | no | 3 | 3 | 1 | CCTV Available (0-10 Years Old) & Soil Type Available | 2.6886 | 3 | 1 | 1 | 2.5 | Property Parcels | 1 | Aquifer - Mt Wellington Volcanic Aquifer | 1 | 0.96 | 0.0020687 | Modelled Flow Data Used & Depth Available | 8.6077 | 8
3945 | 4223 | 919546 | 10087994 | 195492 | DSHLA | Hillcrest A Branch Sewer TS15A | Gravity | Pipe | Buried | OP | PE | None | 2008-03-05 | 32.44 | 30.63 | dwg | NI | Transmission | Legacy | 2 |  |  | 4 | 300 | [5 empty] | 64878 | NA |  | 41.03 |  | WSL |  | Te Kawerau a Maki,Ngāti Whātua,Ngāti Maru,Ngāti Whātua o Ōrākei,Ngāti Tamaoho,Ngāti Manuhiri,Te Patukirikiri,Ngāti Whanaunga,Ngāti Tamaterā,Ngāti Pāoa,Ngāi Tai ki Tāmaki,Ngāti Hako,Te Ākitai Waiohua | 1 | 1 | 1 | 2018 | te puna wai | no | 1 | 1 | 1 | CCTV Available (0-10 Years Old) & Soil Type Available | 2.6884 | 3 | 1 | 1 | 2.5 | Property Parcels | 1 |  | 1 | 0.96 | 0.0022971 | Modelled Flow Data Used & Depth Available | 41.034 | 4
1137 | 1203 | 15605 | 10005352 | 194702 | DSEDC | Edgars Creek Branch | Gravity | Pipe | Buried | OP | AC | None | 1979-06-30 | 6.61 | 6.44 | dwg | OM | Transmission | Legacy | 2 |  |  | 4 | 375 | [5 empty] | 74777 | NA |  | 61.78 |  | WSL |  | Te Kawerau a Maki,Ngāti Whātua,Ngāti Maru,Ngāti Whātua o Ōrākei,Ngāti Tamaoho,Ngāti Tamaterā,Ngāi Tai ki Tāmaki,Ngāti Hako,Te Ākitai Waiohua | 3 | 3 | 3 | 2011 | te puna wai | no | 5 | 1 | 2 | CCTV Available (10-20 Years Old) & Soil Type Available | 2.6875 | 3 | 1 | 1 | 2.5 | Property Parcels | 1 |  | 1 | 0.96 | 0.0036163 | Modelled Flow Data Used & Depth Available | 61.7813 | 14
1039 | 1099 | 16517 | 10009560 | 197872 | DSWSL | Westlynn Branch | Gravity | Pipe | Buried | OP | VC | None | 1958-06-30 | 9.09 | 8.06 | dwg | WI | Transmission | Legacy | 2 |  |  | 4 | 225 | [5 empty] | 78644 | NA |  | 47.24 |  | WSL |  | Waikato,Te Kawerau a Maki,Ngāti Whātua,Ngāti Whātua o Ōrākei,Ngāti Tamaoho,Ngāti Tamaterā,Te Ākitai Waiohua | 2.58 | 3 | 2 | 1996 | te puna wai | no | 5 | 3 | 2 | CCTV Available (20-30 Years Old) & Soil Type Available | 2.6873 | 3 | 1 | 1 | 2.5 | Property Parcels | 1 |  | 1 | 0.96 | 0.0039284 | Modelled Flow Data Used & Depth Available | 47.2376 | 14
1316 | 1406 | 16628 | 10009561 | 197837 | DSWSL | Westlynn Branch | Gravity | Pipe | Buried | OP | CLS | None | 1992-11-30 | 9.76 | 9.09 | dwg | WI | Transmission | Legacy | 2 |  |  | 4 | 250 | [5 empty] | 78646 | NA |  | 30.98 |  | WSL |  | Waikato,Te Kawerau a Maki,Ngāti Whātua,Ngāti Whātua o Ōrākei,Ngāti Tamaoho,Ngāti Tamaterā,Te Ākitai Waiohua | 2.58 | 3 | 2 | 1996 | te puna wai | no | 5 | 3 | 2 | CCTV Available (20-30 Years Old) & Soil Type Available | 2.6873 | 3 | 1 | 1 | 2.5 | Property Parcels | 1 |  | 1 | 0.96 | 0.0039284 | Modelled Flow Data Used & Depth Available | 30.983 | 14
1055 | 1115 | 16568 | 10009559 | 198009 | DSWSL | Westlynn Branch | Gravity | Pipe | Buried | OP | VC | None | 1958-06-30 | 8.06 | 7.46 | dwg | WI | Transmission | Legacy | 2 |  |  | 4 | 225 | [5 empty] | 78643 | NA |  | 30.77 |  | WSL |  | Waikato,Te Kawerau a Maki,Ngāti Whātua,Ngāti Whātua o Ōrākei,Ngāti Tamaoho,Ngāti Tamaterā,Te Ākitai Waiohua | 2.58 | 3 | 2 | 1996 | te puna wai | no | 5 | 3 | 2 | CCTV Available (20-30 Years Old) & Soil Type Available | 2.6873 | 3 | 1 | 1 | 2.5 | Property Parcels | 1 | Significant Ecological Area - SEA_T_4711 | 1 | 0.96 | 0.0039734 | Modelled Flow Data Used & Depth Available | 30.7689 | 14
2648 | 2875 | 15462 | 10007928 | 196855 | DSROY | Royal Oak Branch | Gravity | Pipe | Buried | OP | CONC | None | 1968-06-30 | 61.16 | 60.63 | dwg | WI | Transmission | Legacy | 2 |  |  | 4 | 225 | [5 empty] | 77168 | NA |  | 85.57 |  | WSL |  | Waikato,Te Kawerau a Maki,Ngāti Whātua,Ngāti Maru,Ngāti Whātua o Ōrākei,Ngāti Tamaoho,Ngāti Tamaterā,Ngāi Tai ki Tāmaki,Ngāti Hako,Te Ākitai Waiohua | 2.17 | 2 | 2 | 2014 | te puna wai | no | 3 | 3 | 2 | CCTV Available (0-10 Years Old) & Soil Type Available | 2.6871 | 3 | 1 | 1 | 2.5 | Property Parcels | 1 | Aquifer - Onehunga Volcanic Aquifer | 1 | 0.96 | 0.0042565 | Modelled Flow Data Used & Depth Available | 85.5716 | 8
2651 | 2878 | 15066 | 10007925 | 196704 | DSROY | Royal Oak Branch | Gravity | Pipe | Buried | OP | CONC | None | 1987-06-30 | 58.71 | 58.26 | dwg | WI | Transmission | Legacy | 2 |  |  | 4 | 225 | [5 empty] | 77165 | NA |  | 58.4 |  | WSL |  | Waikato,Te Kawerau a Maki,Ngāti Whātua,Ngāti Maru,Ngāti Whātua o Ōrākei,Ngāti Tamaoho,Ngāti Tamaterā,Ngāi Tai ki Tāmaki,Ngāti Hako,Te Ākitai Waiohua | 2 | 2 | 2 | 2014 | te puna wai | no | 3 | 3 | 1 | CCTV Available (0-10 Years Old) & Soil Type Available | 2.6871 | 3 | 1 | 1 | 2.5 | Property Parcels | 1 | Aquifer - Onehunga Volcanic Aquifer | 1 | 0.96 | 0.0042565 | Modelled Flow Data Used & Depth Available | 58.3959 | 8
2652 | 2879 | 15065 | 10007924 | 196854 | DSROY | Royal Oak Branch | Gravity | Pipe | Buried | OP | CONC | None | 1987-06-30 | 58.26 | 57.84 | dwg | WI | Transmission | Legacy | 2 |  |  | 4 | 225 | [5 empty] | 77164 | NA |  | 57.84 |  | WSL |  | Waikato,Te Kawerau a Maki,Ngāti Whātua,Ngāti Maru,Ngāti Whātua o Ōrākei,Ngāti Tamaoho,Ngāti Tamaterā,Ngāi Tai ki Tāmaki,Ngāti Hako,Te Ākitai Waiohua | 2 | 2 | 2 | 2014 | te puna wai | no | 3 | 3 | 1 | CCTV Available (0-10 Years Old) & Soil Type Available | 2.6871 | 3 | 1 | 1 | 2.5 | Property Parcels | 1 | Aquifer - Onehunga Volcanic Aquifer | 1 | 0.96 | 0.0042565 | Modelled Flow Data Used & Depth Available | 57.8381 | 8
2647 | 2874 | 15463 | 10007929 | 196705 | DSROY | Royal Oak Branch | Gravity | Pipe | Buried | OP | CONC | None | 1968-06-30 | 61.51 | 61.16 | dwg | WI | Transmission | Legacy | 2 |  |  | 4 | 225 | [5 empty] | 77169 | NA |  | 53.62 |  | WSL |  | Waikato,Te Kawerau a Maki,Ngāti Whātua,Ngāti Maru,Ngāti Whātua o Ōrākei,Ngāti Tamaoho,Ngāti Tamaterā,Ngāi Tai ki Tāmaki,Ngāti Hako,Te Ākitai Waiohua | 3 | 3 | 3 | 2014 | te puna wai | no | 3 | 3 | 2 | CCTV Available (0-10 Years Old) & Soil Type Available | 2.6871 | 3 | 1 | 1 | 2.5 | Property Parcels | 1 | Aquifer - Onehunga Volcanic Aquifer | 1 | 0.96 | 0.0042565 | Modelled Flow Data Used & Depth Available | 53.6231 | 14
2649 | 2876 | 15068 | 10007927 | 196551 | DSROY | Royal Oak Branch | Gravity | Pipe | Buried | OP | CONC | None | 1987-06-30 | 60.63 | 60.19 | dwg | WI | Transmission | Legacy | 2 |  |  | 4 | 225 | [5 empty] | 77167 | NA |  | 33.03 |  | WSL |  | Waikato,Te Kawerau a Maki,Ngāti Whātua,Ngāti Maru,Ngāti Whātua o Ōrākei,Ngāti Tamaoho,Ngāti Tamaterā,Ngāi Tai ki Tāmaki,Ngāti Hako,Te Ākitai Waiohua | 2 | 2 | 2 | 2014 | te puna wai | no | 3 | 3 | 1 | CCTV Available (0-10 Years Old) & Soil Type Available | 2.6871 | 3 | 1 | 1 | 2.5 | Property Parcels, Building Outlines | 1 | Aquifer - Onehunga Volcanic Aquifer | 1 | 0.96 | 0.0042565 | Modelled Flow Data Used & Depth Available | 33.0287 | 8
2653 | 2880 | 15064 | 10007923 | 196550 | DSROY | Royal Oak Branch | Gravity | Pipe | Buried | OP | CONC | None | 1992-07-01 | 57.84 | 57.4 | dwg | WI | Transmission | Legacy | 2 |  |  | 4 | 225 | [5 empty] | 77163 | NA |  | 31.77 |  | WSL |  | Waikato,Te Kawerau a Maki,Ngāti Whātua,Ngāti Maru,Ngāti Whātua o Ōrākei,Ngāti Tamaoho,Ngāti Tamaterā,Ngāi Tai ki Tāmaki,Ngāti Hako,Te Ākitai Waiohua | 2 | 2 | 2 | 2014 | te puna wai | no | 3 | 3 | 1 | CCTV Available (0-10 Years Old) & Soil Type Available | 2.6871 | 3 | 1 | 1 | 2.5 | Property Parcels | 1 | Aquifer - Onehunga Volcanic Aquifer | 1 | 0.96 | 0.0042565 | Modelled Flow Data Used & Depth Available | 31.7676 | 8
2650 | 2877 | 15067 | 10007926 | 197002 | DSROY | Royal Oak Branch | Gravity | Pipe | Buried | OP | CONC | None | 1987-06-30 | 60.19 | 59.9 | dwg | WI | Transmission | Legacy | 2 |  |  | 4 | 225 | [5 empty] | 77166 | NA |  | 30.6 |  | WSL |  | Waikato,Te Kawerau a Maki,Ngāti Whātua,Ngāti Maru,Ngāti Whātua o Ōrākei,Ngāti Tamaoho,Ngāti Tamaterā,Ngāi Tai ki Tāmaki,Ngāti Hako,Te Ākitai Waiohua | 2 | 2 | 2 | 2014 | te puna wai | no | 3 | 3 | 1 | CCTV Available (0-10 Years Old) & Soil Type Available | 2.6871 | 3 | 1 | 1 | 2.5 | Property Parcels | 1 | Aquifer - Onehunga Volcanic Aquifer | 1 | 0.96 | 0.0042565 | Modelled Flow Data Used & Depth Available | 30.603 | 8
2456 | 2671 | 16266 | 10006456 | 195499 | DSMEB | Mellons Bay Branch | Gravity | Pipe | Exposed | OP | CONC | None | 1966-06-30 | 1.07 | 0.8 | dwg | HI | Transmission | Legacy | 2 |  |  | 4 | 250 | [5 empty] | 75810 | NA |  | 94.52 |  | WSL |  | Waikato,Ngāti Maru,Ngāti Tamaoho,Te Patukirikiri,Ngāti Whanaunga,Ngāti Tamaterā,Ngāti Pāoa,Ngāi Tai ki Tāmaki,Ngāti Hako,Te Ākitai Waiohua | 3 | 3 | 3 | 2015 | CCTV Footage Review Log South_Latest.xls | no | 1 | 1 | 2 | CCTV Available (0-10 Years Old) & Soil Type Available | 2.6868 | 3 | 1 | 1 | 2.5 | Property Parcels | 1 | Significant Ecological Area - SEA_T_4327 | 1 | 0.96 | 0.0046169 | Modelled Flow Data Used & Depth Available | 94.5221 | 14
1008 | 1064 | 14851 | 10007656 | 196272 | DSPNR | Penrose Branch | Gravity | Pipe | Buried | OP | CONC | None | 1967-06-30 | 18.88 | 18.51 | dwg | EI | Transmission | Legacy | 2 |  |  | 4 | 381 | [5 empty] | 76996 | NA |  | 121.32 |  | WSL |  | Waikato,Te Kawerau a Maki,Ngāti Whātua,Ngāti Maru,Ngāti Whātua o Ōrākei,Ngāti Tamaoho,Ngāti Tamaterā,Ngāti Pāoa,Ngāi Tai ki Tāmaki,Ngāti Hako,Te Ākitai Waiohua | 2 | 2 | 2 | 2016 | te puna wai | no | 1 | 1 | 2 | CCTV Available (0-10 Years Old) & Soil Type Available | 2.6867 | 3 | 1 | 1 | 2.5 | Property Parcels | 1 | Aquifer - Mt Wellington Volcanic Aquifer | 1 | 0.96 | 0.004752 | Modelled Flow Data Used & Depth Available | 121.3188 | 8
1301 | 1391 | 15235 | 10004929 | 193501 | DSB9A | Branch 9A Owairaka | Gravity | Pipe | Buried | OP | CONC | None | 1965-06-30 | 46.64 | 46.3 | dwg | WI | Transmission | Legacy | 2 |  |  | 4 | 375 | [5 empty] | 74489 | NA |  | 59.66 |  | WSL |  | Waikato,Te Kawerau a Maki,Ngāti Whātua,Ngāti Maru,Ngāti Whātua o Ōrākei,Ngāti Tamaoho,Ngāti Tamaterā,Ngāi Tai ki Tāmaki,Ngāti Hako,Te Ākitai Waiohua | 3 | 3 | 3 | 2009 | te puna wai | no | 5 | 1 | 2 | CCTV Available (10-20 Years Old) & Soil Type Available | 2.6863 | 3 | 1 | 1 | 2.5 | Property Parcels | 1 | Aquifer - Auckland Isthmus Volcanic Aquifer | 1 | 0.96 | 0.005418 | Modelled Flow Data Used & Depth Available | 59.6574 | 14
1302 | 1392 | 15236 | 10004930 | 193645 | DSB9A | Branch 9A Owairaka | Gravity | Pipe | Buried | OP | CONC | None | 1970-06-30 | 46.98 | 46.64 | dwg | WI | Transmission | Legacy | 2 |  |  | 4 | 375 | [5 empty] | 74490 | NA |  | 99.83 |  | WSL |  | Waikato,Te Kawerau a Maki,Ngāti Whātua,Ngāti Maru,Ngāti Whātua o Ōrākei,Ngāti Tamaoho,Ngāti Tamaterā,Ngāi Tai ki Tāmaki,Ngāti Hako,Te Ākitai Waiohua | 3 | 3 | 3 | 2009 | te puna wai | no | 1 | 1 | 2 | CCTV Available (10-20 Years Old) & Soil Type Available | 2.6863 | 3 | 1 | 1 | 2.5 | Property Parcels | 1 | Aquifer - Auckland Isthmus Volcanic Aquifer | 1 | 0.96 | 0.0054212 | Modelled Flow Data Used & Depth Available | 99.8258 | 14
788 | 827 | 15239 | 10004931 | 193745 | DSB9A | Branch 9A Owairaka | Gravity | Pipe | Buried | OP | CONC | None | 1970-06-30 | 47.32 | 46.98 | dwg | WI | Transmission | Legacy | 2 |  |  | 4 | 375 | [5 empty] | 74491 | NA |  | 82.54 |  | WSL |  | Waikato,Te Kawerau a Maki,Ngāti Whātua,Ngāti Maru,Ngāti Whātua o Ōrākei,Ngāti Tamaoho,Ngāti Tamaterā,Ngāi Tai ki Tāmaki,Ngāti Hako,Te Ākitai Waiohua | 2 | 2 | 2 | 2009 | te puna wai | no | 1 | 1 | 2 | CCTV Available (10-20 Years Old) & Soil Type Available | 2.6863 | 3 | 1 | 1 | 2.5 | Property Parcels | 1 | Aquifer - Auckland Isthmus Volcanic Aquifer | 1 | 0.96 | 0.0054244 | Modelled Flow Data Used & Depth Available | 82.5392 | 8
1300 | 1390 | 15234 | 10004928 | 193890 | DSB9A | Branch 9A Owairaka | Gravity | Pipe | Buried | OP | CONC | None | 1965-06-30 | 46.3 | 45.96 | dwg | WI | Transmission | Legacy | 2 |  |  | 4 | 375 | [5 empty] | 74488 | NA |  | 80.4 |  | WSL |  | Waikato,Te Kawerau a Maki,Ngāti Whātua,Ngāti Maru,Ngāti Whātua o Ōrākei,Ngāti Tamaoho,Ngāti Tamaterā,Ngāi Tai ki Tāmaki,Ngāti Hako,Te Ākitai Waiohua | 4 | 4 | 4 | 2009 | te puna wai | no | 5 | 1 | 2 | CCTV Available (10-20 Years Old) & Soil Type Available | 2.6863 | 3 | 1 | 1 | 2.5 | Property Parcels | 1 | Aquifer - Auckland Isthmus Volcanic Aquifer | 1 | 0.96 | 0.0054308 | Modelled Flow Data Used & Depth Available | 80.4 | 18
2776 | 3020 | 302853 | 10064739 | 196424 | DSPPE | Papatoetoe North East Branch | Gravity | Pipe | Buried | OP | VC | None | 2011-07-01 | 9.08 | 9.04 | dwg | SI | Transmission | DC12007 | 2 |  |  | 4 | 300 | [5 empty] | 77042 | NA |  | 5.89 |  | WSL |  | Waikato,Te Kawerau a Maki,Ngāti Maru,Ngāti Tamaoho,Ngāti Whanaunga,Ngāti Tamaterā,Ngāi Tai ki Tāmaki,Ngāti Hako,Te Ākitai Waiohua | 1.12 | 1 | 1 | 2018 | te puna wai | no | 1 | 3 | 1 | CCTV Available (0-10 Years Old) & Soil Type Available | 2.6862 | 3 | 1 | 1 | 2.5 | Property Parcels | 1 |  | 1 | 0.96 | 0.0054437 | Modelled Flow Data Used & Depth Available | 5.8947 | 4
2778 | 3022 | 302855 | 10064741 | 196283 | DSPPE | Papatoetoe North East Branch | Gravity | Pipe | Buried | OP | VC | None | 2011-07-01 | 9.84 | 9.55 | dwg | SI | Transmission | DC12007 | 2 |  |  | 4 | 300 | [5 empty] | 77044 | NA |  | 72.69 |  | WSL |  | Waikato,Te Kawerau a Maki,Ngāti Maru,Ngāti Tamaoho,Ngāti Whanaunga,Ngāti Tamaterā,Ngāi Tai ki Tāmaki,Ngāti Hako,Te Ākitai Waiohua | 1.12 | 1 | 1 | 2018 | te puna wai | no | 1 | 3 | 1 | CCTV Available (0-10 Years Old) & Soil Type Available | 2.6862 | 3 | 1 | 1 | 2.5 | Property Parcels | 1 |  | 1 | 0.96 | 0.0054469 | Modelled Flow Data Used & Depth Available | 72.6862 | 4
2775 | 3019 | 302852 | 10064742 | 196627 | DSPPE | Papatoetoe North East Branch | Gravity | Pipe | Buried | OP | VC | None | 2011-07-01 | 10.15 | 9.86 | dwg | SI | Transmission | DC12007 | 2 |  |  | 4 | 300 | [5 empty] | 77045 | NA |  | 57.03 |  | WSL |  | Waikato,Te Kawerau a Maki,Ngāti Maru,Ngāti Tamaoho,Ngāti Whanaunga,Ngāti Tamaterā,Ngāi Tai ki Tāmaki,Ngāti Hako,Te Ākitai Waiohua | 1.12 | 1 | 1 | 2018 | te puna wai | no | 1 | 3 | 1 | CCTV Available (0-10 Years Old) & Soil Type Available | 2.6862 | 3 | 1 | 1 | 2.5 | Property Parcels | 1 |  | 1 | 0.96 | 0.0054469 | Modelled Flow Data Used & Depth Available | 57.0264 | 4
1005 | 1061 | 14864 | 10007653 | 196616 | DSPNR | Penrose Branch | Gravity | Pipe | Buried | OP | CONC | None | 1964-06-30 | 18.18 | 17.67 | dwg | EI | Transmission | Legacy | 2 |  |  | 4 | 381 | [5 empty] | 76993 | NA |  | 173.33 |  | WSL |  | Waikato,Te Kawerau a Maki,Ngāti Whātua,Ngāti Maru,Ngāti Whātua o Ōrākei,Ngāti Tamaoho,Ngāti Tamaterā,Ngāti Pāoa,Ngāi Tai ki Tāmaki,Ngāti Hako,Te Ākitai Waiohua | 2 | 2 | 2 | 2016 | te puna wai | no | 1 | 1 | 2 | CCTV Available (0-10 Years Old) & Soil Type Available | 2.6862 | 3 | 1 | 1 | 2.5 | Property Parcels | 1 | Aquifer - Mt Wellington Volcanic Aquifer | 1 | 0.96 | 0.0055048 | Modelled Flow Data Used & Depth Available | 173.326 | 8
2544 | 2766 | 15894 | 10009131 | 197926 | DSWEY | Weymouth Branch | Gravity | Pipe | Buried | OP | AC | None | 1969-06-30 | 17.64 | 14.95 | dwg | SI | Transmission | Legacy | 2 |  |  | 4 | 225 | [5 empty] | 78206 | NA |  | 120.82 |  | WSL |  | Waikato,Ngāti Maru,Ngāti Tamaoho,Ngāti Tamaterā,Ngāi Tai ki Tāmaki,Ngāti Hako,Te Ākitai Waiohua | 2.64 | 3 | 2 | 2016 | te puna wai | no | 1 | 1 | 4 | CCTV Available (0-10 Years Old) & Soil Type Available | 2.686 | 3 | 1 | 1 | 2.5 | Property Parcels, Building Outlines | 1 |  | 1 | 0.96 | 0.005788 | Modelled Flow Data Used & Depth Available | 120.8199 | 14
1899 | 2076 | 14934 | 10006490 | 195364 | DSMGB | Mangere Bridge Branch | Gravity | Pipe | Buried | OP | CONC | CIP | 1964-06-30 | 14.19 | 13.82 | dwg | WI | Transmission | Legacy | 2 |  |  | 4 | 318 | [5 empty] | 75830 | NA |  | 81.75 |  | WSL |  | Waikato,Te Kawerau a Maki,Ngāti Maru,Ngāti Whātua o Ōrākei,Ngāti Tamaoho,Ngāti Tamaterā,Ngāi Tai ki Tāmaki,Ngāti Hako,Te Ākitai Waiohua | 2 | 2 | 2 | 2018 | CCTV Footage Review Log South_Latest.xls | no | 3 | 3 | 1 | CCTV Available (0-10 Years Old) & Soil Type Available | 2.6859 | 3 | 1 | 1 | 2.5 | Property Parcels | 1 | Aquifer - Auckland Isthmus Volcanic Aquifer | 1 | 0.96 | 0.0059907 | Modelled Flow Data Used & Depth Available | 81.7511 | 8
2545 | 2767 | 15893 | 10009130 | 197642 | DSWEY | Weymouth Branch | Gravity | Pipe | Buried | OP | AC | None | 1969-06-30 | 14.95 | 12.26 | dwg | SI | Transmission | Legacy | 2 |  |  | 4 | 225 | [5 empty] | 78205 | NA |  | 120 |  | WSL |  | Waikato,Ngāti Maru,Ngāti Tamaoho,Ngāti Tamaterā,Ngāi Tai ki Tāmaki,Ngāti Hako,Te Ākitai Waiohua | 2.64 | 3 | 2 | 2016 | te puna wai | no | 1 | 1 | 4 | CCTV Available (0-10 Years Old) & Soil Type Available | 2.6856 | 3 | 1 | 1 | 2.5 | Property Parcels, Building Outlines | 1 |  | 1 | 0.96 | 0.0064121 | Modelled Flow Data Used & Depth Available | 119.9981 | 14
1901 | 2078 | 16227 | 10006492 | 195520 | DSMGB | Mangere Bridge Branch | Gravity | Pipe | Buried | OP | CONC | CIP | 1964-06-30 | 15.21 | 14.55 | dwg | WI | Transmission | Legacy | 2 |  |  | 4 | 280 | ASBUILT | ASBUILT | ASBUILT | ASBUILT | CONS | 75832 | NA |  | 70.47 | ASBUILT | WSL |  | Waikato,Te Kawerau a Maki,Ngāti Maru,Ngāti Whātua o Ōrākei,Ngāti Tamaoho,Ngāti Tamaterā,Ngāi Tai ki Tāmaki,Ngāti Hako,Te Ākitai Waiohua | 2 | 2 | 2 | 2018 | CCTV Footage Review Log South_Latest.xls | no | 3 | 3 | 1 | CCTV Available (0-10 Years Old) & Soil Type Available | 2.6855 | 3 | 1 | 1 | 2.5 | Property Parcels | 1 | Aquifer - Auckland Isthmus Volcanic Aquifer | 1 | 0.96 | 0.0065183 | Modelled Flow Data Used & Depth Available | 70.466 | 8
1003 | 1059 | 14863 | 10007652 | 196271 | DSPNR | Penrose Branch | Gravity | Pipe | Buried | OP | CONC | None | 1964-06-30 | 17.67 | 17.25 | dwg | EI | Transmission | Legacy | 2 |  |  | 4 | 381 | [5 empty] | 76992 | NA |  | 142.22 |  | WSL |  | Waikato,Te Kawerau a Maki,Ngāti Whātua,Ngāti Maru,Ngāti Whātua o Ōrākei,Ngāti Tamaoho,Ngāti Tamaterā,Ngāti Pāoa,Ngāi Tai ki Tāmaki,Ngāti Hako,Te Ākitai Waiohua | 3 | 3 | 3 | 2016 | te puna wai | no | 1 | 1 | 2 | CCTV Available (0-10 Years Old) & Soil Type Available | 2.6854 | 3 | 1 | 1 | 2.5 | Property Parcels | 1 | Aquifer - Mt Wellington Volcanic Aquifer | 1 | 0.96 | 0.0066438 | Modelled Flow Data Used & Depth Available | 142.2165 | 14
1902 | 2079 | 16226 | 10006493 | 196063 | DSMGB | Mangere Bridge Branch | Gravity | Pipe | Buried | OP | CONC | CIP | 1964-06-30 | 15.46 | 15.21 | dwg | WI | Transmission | Legacy | 2 |  |  | 4 | 280 | ASBUILT | ASBUILT | ASBUILT | ASBUILT | CONS | 75833 | NA |  | 74.98 | ASBUILT | WSL |  | Waikato,Te Kawerau a Maki,Ngāti Maru,Ngāti Whātua o Ōrākei,Ngāti Tamaoho,Ngāti Tamaterā,Ngāi Tai ki Tāmaki,Ngāti Hako,Te Ākitai Waiohua | 2 | 2 | 2 | 2018 | CCTV Footage Review Log South_Latest.xls | no | 3 | 3 | 1 | CCTV Available (0-10 Years Old) & Soil Type Available | 2.6853 | 3 | 1 | 1 | 2.5 | Property Parcels | 1 | Aquifer - Auckland Isthmus Volcanic Aquifer | 1 | 0.96 | 0.0067725 | Modelled Flow Data Used & Depth Available | 74.9831 | 8
2931 | 3189 | 2543793 | 10084267 | 197643 | DSWEY | Weymouth Branch | Gravity | Pipe | Buried | OP | PE | None | 2013-11-15 | 12.01 | 10.59 | 0.1s | SI | Transmission | T0000588 | 2 |  |  | 4 | 280 | [5 empty] | 78201 | NA |  | 64.59 |  | WSL |  | Waikato,Ngāti Maru,Ngāti Tamaoho,Ngāti Tamaterā,Ngāi Tai ki Tāmaki,Ngāti Hako,Te Ākitai Waiohua | 1 | 1 | 1 | 2016 | te puna wai | no | 1 | 1 | 1 | CCTV Available (0-10 Years Old) & Soil Type Available | 2.6849 | 3 | 1 | 1 | 2.5 | Property Parcels | 1 |  | 1 | 0.96 | 0.0073259 | Modelled Flow Data Used & Depth Available | 64.5878 | 4
2930 | 3188 | 2543792 | 10084265 | 197453 | DSWEY | Weymouth Branch | Gravity | Pipe | Buried | OP | PE | None | 2013-11-15 | 12.21 | 12.05 | 0.1s | SI | Transmission | T0000588 | 2 |  |  | 4 | 280 | [5 empty] | 78204 | NA |  | 2.24 |  | WSL |  | Waikato,Ngāti Maru,Ngāti Tamaoho,Ngāti Tamaterā,Ngāi Tai ki Tāmaki,Ngāti Hako,Te Ākitai Waiohua | 1 | 1 | 1 | 2016 | te puna wai | no | 1 | 1 | 1 | CCTV Available (0-10 Years Old) & Soil Type Available | 2.6849 | 3 | 1 | 1 | 2.5 | Property Parcels | 1 |  | 1 | 0.96 | 0.0073259 | Modelled Flow Data Used & Depth Available | 2.2377 | 4
2570 | 2793 | 14834 | 10006618 | 195391 | DSMTW | Mt Wellington Branch | Gravity | Pipe | Buried | OP | CONC | None | 1964-06-30 | 29.87 | 29.52 | dwg | EI | Transmission | Legacy | 2 |  |  | 4 | 381 | [5 empty] | 75969 | NA |  | 104.86 |  | WSL |  | Waikato,Te Kawerau a Maki,Ngāti Whātua,Ngāti Maru,Ngāti Whātua o Ōrākei,Ngāti Tamaoho,Ngāti Whanaunga,Ngāti Tamaterā,Ngāti Pāoa,Ngāi Tai ki Tāmaki,Ngāti Hako,Te Ākitai Waiohua | 2 | 2 | 2 | 2017 | CCTV Footage Review Log South_Latest.xls | no | 1 | 1 | 2 | CCTV Available (0-10 Years Old) & Soil Type Available | 2.6832 | 3 | 1 | 1 | 2.5 | Property Parcels | 1 | Aquifer - Mt Wellington Volcanic Aquifer | 1 | 0.96 | 0.0098064 | Modelled Flow Data Used & Depth Available | 104.8615 | 8
2509 | 2727 | 15632 | 10007436 | 196496 | DSPAN | Papakura North Branch | Gravity | Pipe | Buried | OP | CONC | None | 1967-06-30 | 6.41 | 6.18 | dwg | SI | Transmission | Legacy | 2 |  |  | 4 | 375 | [5 empty] | 76587 | NA |  | 68.97 |  | WSL |  | Waikato,Ngāti Maru,Ngāti Tamaoho,Ngāti Whanaunga,Ngāti Tamaterā,Ngāti Pāoa,Ngāi Tai ki Tāmaki,Ngāti Hako,Te Ākitai Waiohua | 2 | 2 | 2 | 2005 | te puna wai | no | 1 | 3 | 2 | CCTV Available (10-20 Years Old) & Soil Type Available | 2.6829 | 3 | 1 | 1 | 2.5 | Property Parcels | 1 |  | 1 | 0.96 | 0.010231 | Modelled Flow Data Used & Depth Available | 68.9656 | 8
2289 | 2500 | 15020 | 10006820 | 196215 | DSONE | Onehunga Branch | Gravity | Pipe | Buried | OP | CONC | None | 1962-06-30 | 24.71 | 24.62 | dwg | WI | Transmission | Legacy | 2 |  |  | 4 | 375 | [5 empty] | 76134 | NA |  | 23.95 |  | WSL |  | Waikato,Te Kawerau a Maki,Ngāti Whātua,Ngāti Maru,Ngāti Whātua o Ōrākei,Ngāti Tamaoho,Ngāti Tamaterā,Ngāti Pāoa,Ngāi Tai ki Tāmaki,Ngāti Hako,Te Ākitai Waiohua | 3.1 | 3 | 3 | 2021 | CCTV Footage Review Log South_Latest.xls | yes | 5 | 1 | 3 | CCTV Available (0-10 Years Old) & Soil Type Available | 2.682 | 3 | 1 | 1 | 2.5 | Property Parcels | 1 | Aquifer - Mt Wellington Volcanic Aquifer | 1 | 0.96 | 0.011634 | Modelled Flow Data Used & Depth Available | 23.951 | 14
2681 | 2914 | 15451 | 10007901 | 196699 | DSROY | Royal Oak Branch | Gravity | Pipe | Buried | OP | VC | None | 1968-06-30 | 17.59 | 15.92 | dwg | WI | Transmission | Legacy | 2 |  |  | 4 | 300 | [5 empty] | 77143 | NA |  | 37.05 |  | WSL |  | Waikato,Te Kawerau a Maki,Ngāti Whātua,Ngāti Maru,Ngāti Whātua o Ōrākei,Ngāti Tamaoho,Ngāti Tamaterā,Ngāi Tai ki Tāmaki,Ngāti Hako,Te Ākitai Waiohua | 3 | 3 | 3 | 2014 | te puna wai | no | 5 | 1 | 1 | CCTV Available (0-10 Years Old) & Soil Type Available | 2.6811 | 3 | 1 | 1 | 2.5 | Property Parcels | 1 |  | 1 | 0.96 | 0.012956 | Modelled Flow Data Used & Depth Available | 37.0453 | 14
2682 | 2915 | 15452 | 10007900 | 196848 | DSROY | Royal Oak Branch | Gravity | Pipe | Buried | OP | CLS | CIP | 1968-06-30 | 15.52 | 15.5 | dwg | WI | Transmission | Legacy | 2 |  |  | 4 | 310 | [5 empty] | 77142 | NA |  | 13.92 |  | WSL |  | Waikato,Te Kawerau a Maki,Ngāti Whātua,Ngāti Maru,Ngāti Whātua o Ōrākei,Ngāti Tamaoho,Ngāti Tamaterā,Ngāi Tai ki Tāmaki,Ngāti Hako,Te Ākitai Waiohua | 1.44 | 1 | 1 | 2014 | te puna wai | no | 5 | 1 | 1 | CCTV Available (0-10 Years Old) & Soil Type Available | 2.6811 | 3 | 1 | 1 | 2.5 | Property Parcels | 1 |  | 1 | 0.96 | 0.012956 | Modelled Flow Data Used & Depth Available | 13.9245 | 4
2683 | 2916 | 16470 | 10007899 | 196545 | DSROY | Royal Oak Branch | Gravity | Pipe | Buried | OP | CONC | None | 1968-06-30 | 15.5 | 15.3 | dwg | WI | Transmission | Legacy | 2 |  |  | 4 | 300 | [5 empty] | 77141 | NA |  | 7.9 |  | WSL |  | Waikato,Te Kawerau a Maki,Ngāti Whātua,Ngāti Maru,Ngāti Whātua o Ōrākei,Ngāti Tamaoho,Ngāti Tamaterā,Ngāi Tai ki Tāmaki,Ngāti Hako,Te Ākitai Waiohua | 2.27 | 2 | 2 | 2014 | te puna wai | no | 5 | 1 | 2 | CCTV Available (0-10 Years Old) & Soil Type Available | 2.681 | 3 | 1 | 1 | 2.5 | Property Parcels | 1 |  | 1 | 0.96 | 0.013085 | Modelled Flow Data Used & Depth Available | 7.8957 | 8
2685 | 2918 | 15453 | 10007897 | 196698 | DSROY | Royal Oak Branch | Gravity | Pipe | Buried | OP | VC | None | 1968-06-30 | 12.91 | 10.98 | dwg | WI | Transmission | Legacy | 2 |  |  | 4 | 300 | [5 empty] | 77139 | NA |  | 46.23 |  | WSL |  | Waikato,Te Kawerau a Maki,Ngāti Whātua,Ngāti Maru,Ngāti Whātua o Ōrākei,Ngāti Tamaoho,Ngāti Tamaterā,Ngāi Tai ki Tāmaki,Ngāti Hako,Te Ākitai Waiohua | 2 | 2 | 2 | 2006 | te puna wai | no | 1 | 1 | 1 | CCTV Available (10-20 Years Old) & Soil Type Available | 2.6809 | 3 | 1 | 1 | 2.5 | Property Parcels | 1 |  | 1 | 0.96 | 0.013146 | Modelled Flow Data Used & Depth Available | 46.2251 | 8
818 | 858 | 15444 | 10006267 | 195617 | DSLYF | Lynfield Branch | Gravity | Pipe | Buried | OP | CONC | None | 1965-06-30 | 32.51 | 31.09 | dwg | WI | Transmission | Legacy | 2 |  |  | 4 | 225 | [5 empty] | 75666 | NA |  | 59.93 |  | WSL |  | Waikato,Te Kawerau a Maki,Ngāti Whātua,Ngāti Maru,Ngāti Whātua o Ōrākei,Ngāti Tamaoho,Ngāti Tamaterā,Ngāi Tai ki Tāmaki,Ngāti Hako,Te Ākitai Waiohua | 3 | 3 | 3 | 2018 | CCTV Footage Review Log South_Latest.xls | no | 1 | 1 | 2 | CCTV Available (0-10 Years Old) & Soil Type Available | 2.6807 | 3 | 1 | 1 | 2.5 | Property Parcels, Building Outlines | 1 |  | 1 | 0.96 | 0.013545 | Modelled Flow Data Used & Depth Available | 59.9345 | 14
692 | 725 | 14853 | 10006614 | 195390 | DSMTW | Mt Wellington Branch | Gravity | Pipe | Buried | OP | CONC | None | 1961-06-30 | 28.3 | 26.34 | dwg | EI | Transmission | Legacy | 2 |  |  | 4 | 300 | [5 empty] | 75965 | NA |  | 59.17 |  | WSL |  | Waikato,Te Kawerau a Maki,Ngāti Whātua,Ngāti Maru,Ngāti Whātua o Ōrākei,Ngāti Tamaoho,Ngāti Whanaunga,Ngāti Tamaterā,Ngāti Pāoa,Ngāi Tai ki Tāmaki,Ngāti Hako,Te Ākitai Waiohua | 2.24 | 2 | 2 | 2017 | CCTV Footage Review Log South_Latest.xls | no | 1 | 1 | 3 | CCTV Available (0-10 Years Old) & Soil Type Available | 2.6806 | 3 | 1 | 1 | 2.5 | Property Parcels | 1 |  | 1 | 0.96 | 0.013629 | Modelled Flow Data Used & Depth Available | 59.1737 | 8
746 | 784 | 14831 | 10006615 | 195932 | DSMTW | Mt Wellington Branch | Gravity | Pipe | Buried | OP | CONC | None | 1961-06-30 | 28.67 | 28.3 | dwg | EI | Transmission | Legacy | 2 |  |  | 4 | 381 | [5 empty] | 75966 | NA |  | 49.63 |  | WSL |  | Waikato,Te Kawerau a Maki,Ngāti Whātua,Ngāti Maru,Ngāti Whātua o Ōrākei,Ngāti Tamaoho,Ngāti Whanaunga,Ngāti Tamaterā,Ngāti Pāoa,Ngāi Tai ki Tāmaki,Ngāti Hako,Te Ākitai Waiohua | 2.24 | 2 | 2 | 2017 | CCTV Footage Review Log South_Latest.xls | no | 1 | 1 | 3 | CCTV Available (0-10 Years Old) & Soil Type Available | 2.6806 | 3 | 1 | 1 | 2.5 | Property Parcels | 1 |  | 1 | 0.96 | 0.013629 | Modelled Flow Data Used & Depth Available | 49.6271 | 8
1999 | 2186 | 15933 | 10009489 | 197385 | DSWIR | Wiri Branch | Gravity | Pipe | Buried | OP | CONC | None | 1971-06-30 | 28.46 | 28.02 | dwg | SI | Transmission | Legacy | 2 |  |  | 4 | 381 | [5 empty] | 78593 | NA |  | 57.23 |  | WSL |  | Waikato,Te Kawerau a Maki,Ngāti Maru,Ngāti Tamaoho,Ngāti Whanaunga,Ngāti Tamaterā,Ngāti Pāoa,Ngāi Tai ki Tāmaki,Ngāti Hako,Te Ākitai Waiohua | 2.48 | 2 | 2 | 2004 | te puna wai | no | 5 | 3 | 2 | CCTV Available (10-20 Years Old) & Soil Type Available | 2.6806 | 3 | 1 | 1 | 2.5 | Property Parcels | 1 |  | 1 | 0.96 | 0.013632 | Modelled Flow Data Used & Depth Available | 57.2266 | 8
1727 | 1883 | 17152 | 10005859 | 195137 | DSGRM | Greenmount Branch | Gravity | Pipe | Buried | OP | CONC | None | 1997-06-30 | 11.74 | 11.2 | dwg | TE | Transmission | Legacy | 2 |  |  | 4 | 390 | [5 empty] | 75312 | NA |  | 106.83 |  | WSL |  | Waikato,Ngāti Maru,Ngāti Tamaoho,Ngāti Whanaunga,Ngāti Tamaterā,Ngāti Pāoa,Ngāi Tai ki Tāmaki,Ngāti Hako,Te Ākitai Waiohua | 2 | 2 | 2 | 2014 | te puna wai | no | 1 | 1 | 1 | CCTV Available (0-10 Years Old) & Soil Type Available | 2.6804 | 3 | 1 | 1 | 2.5 | Property Parcels | 1 |  | 1 | 0.96 | 0.013912 | Modelled Flow Data Used & Depth Available | 106.8329 | 8
2299 | 2510 | 14938 | 10006810 | 196362 | DSONE | Onehunga Branch | Gravity | Pipe | Buried | OP | CONC | None | 1962-06-30 | 21.59 | 21.4 | dwg | WI | Transmission | Legacy | 2 |  |  | 4 | 375 | [5 empty] | 76124 | NA |  | 61.22 |  | WSL |  | Waikato,Te Kawerau a Maki,Ngāti Whātua,Ngāti Maru,Ngāti Whātua o Ōrākei,Ngāti Tamaoho,Ngāti Tamaterā,Ngāti Pāoa,Ngāi Tai ki Tāmaki,Ngāti Hako,Te Ākitai Waiohua | 3.1 | 3 | 3 | 2021 | CCTV Footage Review Log South_Latest.xls | yes | 5 | 1 | 3 | CCTV Available (0-10 Years Old) & Soil Type Available | 2.68 | 3 | 1 | 1 | 2.5 | Property Parcels | 1 | Aquifer - Onehunga Volcanic Aquifer | 1 | 0.96 | 0.014465 | Modelled Flow Data Used & Depth Available | 61.2159 | 14
743 | 781 | 14828 | 10006610 | 195389 | DSMTW | Mt Wellington Branch | Gravity | Pipe | Buried | OP | CONC | None | 1961-06-30 | 20.2 | 18.69 | dwg | EI | Transmission | Legacy | 2 |  |  | 4 | 300 | [5 empty] | 75961 | NA |  | 84.4 |  | WSL |  | Waikato,Te Kawerau a Maki,Ngāti Whātua,Ngāti Maru,Ngāti Whātua o Ōrākei,Ngāti Tamaoho,Ngāti Whanaunga,Ngāti Tamaterā,Ngāti Pāoa,Ngāi Tai ki Tāmaki,Ngāti Hako,Te Ākitai Waiohua | 2.24 | 2 | 2 | 2017 | CCTV Footage Review Log South_Latest.xls | no | 1 | 1 | 3 | CCTV Available (0-10 Years Old) & Soil Type Available | 2.6799 | 3 | 1 | 1 | 2.5 | Property Parcels | 1 |  | 1 | 0.96 | 0.014623 | Modelled Flow Data Used & Depth Available | 84.4015 | 8
2227 | 2437 | 15964 | 10009629 | 197848 | DSWYN | Weymouth North Branch | Gravity | Pipe | Buried | OP | AC | None | 1981-06-30 | 16.74 | 16.07 | dwg | SW | Transmission | Legacy | 2 |  |  | 4 | 300 | [5 empty] | 78695 | NA |  | 116.54 |  | WSL |  | Waikato,Ngāti Maru,Ngāti Tamaoho,Ngāti Tamaterā,Ngāi Tai ki Tāmaki,Ngāti Hako,Te Ākitai Waiohua | 2 | 2 | 2 | 2008 | CCTV Footage Review Log South_Latest.xls | no | 1 | 1 | 2 | CCTV Available (10-20 Years Old) & Soil Type Available | 2.6797 | 3 | 1 | 1 | 2.5 | Property Parcels | 1 |  | 1 | 0.96 | 0.014874 | Modelled Flow Data Used & Depth Available | 116.5412 | 8
742 | 780 | 14827 | 10006609 | 196086 | DSMTW | Mt Wellington Branch | Gravity | Pipe | Buried | OP | CONC | None | 1961-06-30 | 18.69 | 17.16 | dwg | EI | Transmission | Legacy | 2 |  |  | 4 | 300 | [5 empty] | 75960 | NA |  | 86.29 |  | WSL |  | Waikato,Te Kawerau a Maki,Ngāti Whātua,Ngāti Maru,Ngāti Whātua o Ōrākei,Ngāti Tamaoho,Ngāti Whanaunga,Ngāti Tamaterā,Ngāti Pāoa,Ngāi Tai ki Tāmaki,Ngāti Hako,Te Ākitai Waiohua | 2.24 | 2 | 2 | 2017 | CCTV Footage Review Log South_Latest.xls | no | 1 | 1 | 3 | CCTV Available (0-10 Years Old) & Soil Type Available | 2.6795 | 3 | 1 | 1 | 2.5 | Property Parcels | 1 |  | 1 | 0.96 | 0.015183 | Modelled Flow Data Used & Depth Available | 86.2854 | 8
2237 | 2447 | 17005 | 10009618 | 198018 | DSWYN | Weymouth North Branch | Gravity | Pipe | Buried | OP | AC | None | 1976-06-30 | 11.77 | 11.55 | dwg | SW | Transmission | Legacy | 2 |  |  | 4 | 375 | [5 empty] | 78684 | NA |  | 55.38 |  | WSL |  | Waikato,Ngāti Maru,Ngāti Tamaoho,Ngāti Tamaterā,Ngāi Tai ki Tāmaki,Ngāti Hako,Te Ākitai Waiohua | 2.29 | 2 | 2 | 2008 | CCTV Footage Review Log South_Latest.xls | no | 1 | 1 | 3 | CCTV Available (10-20 Years Old) & Soil Type Available | 2.679 | 3 | 1 | 1 | 2.5 | Property Parcels | 1 |  | 1 | 0.96 | 0.015942 | Modelled Flow Data Used & Depth Available | 55.3752 | 8
2236 | 2446 | 15953 | 10009619 | 197405 | DSWYN | Weymouth North Branch | Gravity | Pipe | Buried | OP | AC | None | 1976-06-30 | 12.07 | 11.77 | dwg | SW | Transmission | Legacy | 2 |  |  | 4 | 375 | [5 empty] | 78685 | NA |  | 81.83 |  | WSL |  | Waikato,Ngāti Maru,Ngāti Tamaoho,Ngāti Tamaterā,Ngāi Tai ki Tāmaki,Ngāti Hako,Te Ākitai Waiohua | 2.29 | 2 | 2 | 2008 | CCTV Footage Review Log South_Latest.xls | no | 1 | 1 | 3 | CCTV Available (10-20 Years Old) & Soil Type Available | 2.679 | 3 | 1 | 1 | 2.5 | Property Parcels | 1 |  | 1 | 0.96 | 0.015945 | Modelled Flow Data Used & Depth Available | 81.8303 | 8
2235 | 2445 | 15954 | 10009620 | 197881 | DSWYN | Weymouth North Branch | Gravity | Pipe | Buried | OP | AC | None | 1976-06-30 | 12.19 | 12.07 | dwg | SW | Transmission | Legacy | 2 |  |  | 4 | 375 | [5 empty] | 78686 | NA |  | 18.91 |  | WSL |  | Waikato,Ngāti Maru,Ngāti Tamaoho,Ngāti Tamaterā,Ngāi Tai ki Tāmaki,Ngāti Hako,Te Ākitai Waiohua | 2.29 | 2 | 2 | 2008 | CCTV Footage Review Log South_Latest.xls | no | 1 | 1 | 3 | CCTV Available (10-20 Years Old) & Soil Type Available | 2.679 | 3 | 1 | 1 | 2.5 | Property Parcels | 1 |  | 1 | 0.96 | 0.015945 | Modelled Flow Data Used & Depth Available | 18.9109 | 8
1611 | 1756 | 16380 | 10005096 | 194155 | DSBBH | Bucklands Beach Branch | Gravity | Pipe | Buried | OP | CONC | RIBLO | 1966-06-30 | 30.36 | 30.07 | dwg | HI | Transmission | Legacy | 2 |  |  | 4 | 375 | CCTV | CCTV | CCTV | CCTV | CONS | 74615 | NA |  | 63.99 | CCTV | WSL |  | Waikato,Ngāti Maru,Ngāti Tamaoho,Te Patukirikiri,Ngāti Whanaunga,Ngāti Tamaterā,Ngāti Pāoa,Ngāi Tai ki Tāmaki,Ngāti Hako,Te Ākitai Waiohua | 3 | 3 | 3 | 2018 | te puna wai | no | 1 | 1 | 1 | CCTV Available (0-10 Years Old) & Soil Type Available | 2.6788 | 3 | 1 | 1 | 2.5 | Property Parcels | 1 |  | 1 | 0.96 | 0.016177 | Modelled Flow Data Used & Depth Available | 63.9873 | 14
2300 | 2511 | 14937 | 10006809 | 195834 | DSONE | Onehunga Branch | Gravity | Pipe | Buried | OP | CONC | None | 1962-06-30 | 21.4 | 21.04 | dwg | WI | Transmission | Legacy | 2 |  |  | 4 | 375 | [5 empty] | 76123 | NA |  | 110.75 |  | WSL |  | Waikato,Te Kawerau a Maki,Ngāti Whātua,Ngāti Maru,Ngāti Whātua o Ōrākei,Ngāti Tamaoho,Ngāti Tamaterā,Ngāti Pāoa,Ngāi Tai ki Tāmaki,Ngāti Hako,Te Ākitai Waiohua | 3.1 | 3 | 3 | 2021 | CCTV Footage Review Log South_Latest.xls | yes | 5 | 1 | 3 | CCTV Available (0-10 Years Old) & Soil Type Available | 2.6788 | 3 | 1 | 1 | 2.5 | Property Parcels | 1 | Aquifer - Onehunga Volcanic Aquifer | 1 | 0.96 | 0.01619 | Modelled Flow Data Used & Depth Available | 110.7548 | 14
2301 | 2512 | 14936 | 10006808 | 196212 | DSONE | Onehunga Branch | Gravity | Pipe | Buried | OP | CONC | None | 1962-06-30 | 21.04 | 20.86 | dwg | WI | Transmission | Legacy | 2 |  |  | 4 | 375 | [5 empty] | 76122 | NA |  | 54.96 |  | WSL |  | Waikato,Te Kawerau a Maki,Ngāti Whātua,Ngāti Maru,Ngāti Whātua o Ōrākei,Ngāti Tamaoho,Ngāti Tamaterā,Ngāti Pāoa,Ngāi Tai ki Tāmaki,Ngāti Hako,Te Ākitai Waiohua | 3 | 3 | 3 | 2021 | CCTV Footage Review Log South_Latest.xls | yes | 1 | 1 | 3 | CCTV Available (0-10 Years Old) & Soil Type Available | 2.6788 | 3 | 1 | 1 | 2.5 | Property Parcels | 1 | Aquifer - Onehunga Volcanic Aquifer | 1 | 0.96 | 0.01619 | Modelled Flow Data Used & Depth Available | 54.9609 | 14
1029 | 1088 | 17000 | 10009612 | 197844 | DSWYN | Weymouth North Branch | Gravity | Pipe | Buried | OP | AC | None | 1980-06-30 | 10.26 | 9.94 | dwg | SW | Transmission | Legacy | 2 |  |  | 4 | 375 | [5 empty] | 78679 | NA |  | 123.7 |  | WSL |  | Waikato,Te Kawerau a Maki,Ngāti Maru,Ngāti Tamaoho,Ngāti Whanaunga,Ngāti Tamaterā,Ngāi Tai ki Tāmaki,Ngāti Hako,Te Ākitai Waiohua | 3 | 3 | 3 | 2008 | CCTV Footage Review Log South_Latest.xls | no | 1 | 1 | 2 | CCTV Available (10-20 Years Old) & Soil Type Available | 2.6788 | 3 | 1 | 1 | 2.5 | Property Parcels | 1 |  | 1 | 0.96 | 0.016235 | Modelled Flow Data Used & Depth Available | 123.7047 | 14
2238 | 2448 | 17004 | 10009617 | 197880 | DSWYN | Weymouth North Branch | Gravity | Pipe | Buried | OP | AC | None | 1976-06-30 | 11.55 | 11.22 | dwg | SW | Transmission | Legacy | 2 |  |  | 4 | 375 | [5 empty] | 78683 | NA |  | 58.14 |  | WSL |  | Waikato,Ngāti Maru,Ngāti Tamaoho,Ngāti Tamaterā,Ngāi Tai ki Tāmaki,Ngāti Hako,Te Ākitai Waiohua | 2.29 | 2 | 2 | 2008 | CCTV Footage Review Log South_Latest.xls | no | 1 | 1 | 3 | CCTV Available (10-20 Years Old) & Soil Type Available | 2.6788 | 3 | 1 | 1 | 2.5 | Property Parcels | 1 |  | 1 | 0.96 | 0.016235 | Modelled Flow Data Used & Depth Available | 58.144 | 8
2239 | 2449 | 17003 | 10009616 | 197845 | DSWYN | Weymouth North Branch | Gravity | Pipe | Buried | OP | AC | None | 1980-06-30 | 11.22 | 11.08 | dwg | SW | Transmission | Legacy | 2 |  |  | 4 | 375 | [5 empty] | 78682 | NA |  | 19.9 |  | WSL |  | Waikato,Ngāti Maru,Ngāti Tamaoho,Ngāti Tamaterā,Ngāi Tai ki Tāmaki,Ngāti Hako,Te Ākitai Waiohua | 2 | 2 | 2 | 2008 | CCTV Footage Review Log South_Latest.xls | no | 1 | 1 | 2 | CCTV Available (10-20 Years Old) & Soil Type Available | 2.6788 | 3 | 1 | 1 | 2.5 | Property Parcels | 1 |  | 1 | 0.96 | 0.016235 | Modelled Flow Data Used & Depth Available | 19.9002 | 8
3373 | 3641 | 917691 | 10089193 | 193475 | DSALS | Albany South Branch Sewer TS28 | Gravity | Pipe | Buried | OP | PE | None | 2005-05-01 | 31.43 | 31.23 | dwg | NI | Transmission | Legacy | 2 |  |  | 4 | 310 | [5 empty] | 64020 | NA |  | 18.72 |  | WSL |  | Te Kawerau a Maki,Ngāti Whātua,Ngāti Maru,Ngāti Whātua o Kaipara,Ngāti Whātua o Ōrākei,Ngāti Tamaoho,Ngāti Manuhiri,Ngāti Whanaunga,Ngāti Tamaterā,Ngāti Pāoa,Ngāi Tai ki Tāmaki,Ngāti Hako,Te Ākitai Waiohua | 2 | 2 | 2 | 2017 | te puna wai | no | 1 | 3 | 1 | CCTV Available (0-10 Years Old) & Soil Type Available | 2.6784 | 3 | 1 | 1 | 2.5 | Property Parcels | 1 |  | 1 | 0.96 | 0.016845 | Modelled Flow Data Used & Depth Available | 18.7201 | 8
586 | 609 | 16164 | 10005973 | 195469 | DSHIN | Howick Interceptor | Gravity | Pipe | Piered | OP | CONC | None | 1964-06-30 | 15.39 | 15.35 | dwg | HI | Transmission | DU2810 | 1 |  |  | 4 | 600 | [5 empty] | 75451 | NA |  | 10.25 |  | WSL |  | Waikato,Ngāti Maru,Ngāti Tamaoho,Ngāti Whanaunga,Ngāti Tamaterā,Ngāti Pāoa,Ngāi Tai ki Tāmaki,Ngāti Hako,Te Ākitai Waiohua | 2.39 | 2 | 2 | 2015 | CCTV Footage Review Log South_Latest.xls | no | 5 | 3 | 2 | CCTV Available (0-10 Years Old) & Soil Type Available | 2.6722 | 3 | 3 | 3 | 1 |  | 4 | NZ River Lines | 1.5 | 0.925 | 0.040213 | Modelled Flow Data Used & Depth Available | 10.2493 | 8
4301 | 4588 | 2611563 | 10092217 | 195268 | DSGLR | Glenfield Relief Branch Sewer TS4A New | Gravity | Pipe | Buried | OP | CONC | None | 2015-11-03 | 26.1 | 25.66 | 0.1s | NI | Transmission | T0000766 | 2 |  |  | 4 | 300 | [5 empty] | 64720 | NA |  | 52.91 |  | WSL |  | Te Kawerau a Maki,Ngāti Whātua,Ngāti Maru,Ngāti Whātua o Ōrākei,Ngāti Tamaoho,Ngāti Manuhiri,Te Patukirikiri,Ngāti Whanaunga,Ngāti Tamaterā,Ngāti Pāoa,Ngāi Tai ki Tāmaki,Ngāti Hako,Te Ākitai Waiohua | 2 | 2 | 2 | 2016 | te puna wai | no | 5 | 1 | 1 | CCTV Available (0-10 Years Old) & Soil Type Available | 2.6709 | 3 | 1 | 1 | 2 | Public Park & Sports Area | 1 |  | 5 | 0.95 | 0.0061256 | Modelled Flow Data Used & Depth Available | 52.9128 | 8
271 | 283 | 16981 | 10007999 | 196720 | DSSIN | Southern Interceptor | Gravity | Pipe | Bridged | OP | CONC | None | 1965-06-30 | 1.5 | 1.35 | dwg | SI | Transmission | Legacy | 1 |  |  | 4 | 900 | [5 empty] | 77338 | NA |  | 107.01 |  | WSL |  | Ngāti Pāoa,Te Ākitai Waiohua | 3 | 3 | 3 | 2019 | CCTV Footage Review Log South_Latest.xls | no | 1 | 1 | 2 | CCTV Available (0-10 Years Old) & Soil Type Not Available | 2.6687 | 3 | 3 | 5 | 1 |  | 1 | Ocean Intercept | 5 | 0.895 | 0.083921 | Modelled Flow Data Used & Depth Available | 107.0085 | 14
2070 | 2271 | 17134 | 10005654 | 195139 | DSGLE | Glen Eden Branch | Gravity | Pipe | Buried | OP | CONC | None | 1965-06-30 | 27.57 | 27.03 | dwg | WI | Transmission | Legacy | 2 |  |  | 4 | 375 | [5 empty] | 75255 | NA |  | 88.2 |  | WSL |  | Waikato,Te Kawerau a Maki,Ngāti Whātua,Ngāti Whātua o Ōrākei,Ngāti Tamaoho,Ngāti Tamaterā,Te Ākitai Waiohua | 2 | 2 | 2 | 2011 | te puna wai | no | 1 | 3 | 2 | CCTV Available (10-20 Years Old) & Soil Type Available | 2.6641 | 3 | 1 | 1 | 2 | Public Park & Sports Area | 1 |  | 5 | 0.95 | 0.016164 | Modelled Flow Data Used & Depth Available | 88.196 | 8
656 | 685 | 16730 | 10005669 | 194488 | DSGLE | Glen Eden Branch | Gravity | Pipe | Bridged | OP | CLS | None | 1965-06-30 | 32.86 | 32.72 | 0.1s | WI | Transmission | GP07056 | 2 |  |  | 4 | 310 | [5 empty] | 75271 | NA |  | 24.39 |  | WSL |  | Waikato,Te Kawerau a Maki,Ngāti Whātua,Ngāti Whātua o Ōrākei,Ngāti Tamaoho,Ngāti Tamaterā,Te Ākitai Waiohua | 3.31 | 3 | 2 | 2012 | te puna wai | no | 1 | 1 | 5 | CCTV Available (10-20 Years Old) & Soil Type Not Available | 2.66 | 3 | 1 | 5 | 1 |  | 4 | NZ River Lines | 1.5 | 1.05 | 0.2 | Diameter Used For Flow Approximation & Depth Available | 24.3855 | 14
3484 | 3757 | 933570 | 10087812 | 194900 | DSGNH | Greenhithe Branch Sewer TS22 | Siphon | Pipe | Bridged | OP | CLS | None | 1979-01-01 |  |  | dwg | NI | Transmission | Legacy | 2 |  |  | 4 | 315 | [5 empty] | 64759 | NA |  | 16.32 |  | WSL |  | Te Kawerau a Maki,Ngāti Whātua,Ngāti Maru,Ngāti Whātua o Kaipara,Ngāti Whātua o Ōrākei,Ngāti Tamaoho,Ngāti Manuhiri,Te Patukirikiri,Ngāti Whanaunga,Ngāti Tamaterā,Ngāti Pāoa,Ngāi Tai ki Tāmaki,Ngāti Hako,Te Ākitai Waiohua | 3.12 | 3 |  |  |  | no | 1 | 1 | 4 | CCTV NOT Available or Over 30 Years Old & Soil Type Not Available | 2.66 | 3 | 1 | 5 | 1 |  | 4 | Significant Ecological Area - SEA_T_8091A, NZ River Lines | 1.5 | 1.05 | 0.2 | Diameter Used For Flow Approximation & Depth Available | 16.3188 | 14
3786 | 4061 | 918601 | 10087813 | 195123 | DSGNH | Greenhithe Branch Sewer TS22 | Siphon | Pipe | Bridged | OP | CLS | None | 1996-01-01 |  |  | dwg | NI | Transmission | Legacy | 2 |  |  | 4 | 225 | [5 empty] | 64758 | NA |  | 11.01 |  | WSL |  | Te Kawerau a Maki,Ngāti Whātua,Ngāti Maru,Ngāti Whātua o Kaipara,Ngāti Whātua o Ōrākei,Ngāti Tamaoho,Ngāti Manuhiri,Te Patukirikiri,Ngāti Whanaunga,Ngāti Tamaterā,Ngāti Pāoa,Ngāi Tai ki Tāmaki,Ngāti Hako,Te Ākitai Waiohua | 1.71 | 2 |  |  |  | no | 1 | 1 | 2 | CCTV NOT Available or Over 30 Years Old & Soil Type Not Available | 2.66 | 3 | 1 | 5 | 1 |  | 4 | Significant Ecological Area - SEA_T_8091A, NZ River Lines | 1.5 | 1.05 | 0.2 | Diameter Used For Flow Approximation & Depth Available | 11.0072 | 8
2133 | 2334 | 16392 | 10005171 | 194537 | DSBOT | Botany Branch | Gravity | Pipe | Bridged | OP | CLS | None | 1985-06-30 | 5.92 | 5.75 | dwg | TE | Transmission | Legacy | 2 |  |  | 4 | 500 | [5 empty] | 74659 | NA |  | 23.79 |  | WSL |  | Waikato,Ngāti Maru,Ngāti Tamaoho,Ngāti Whanaunga,Ngāti Tamaterā,Ngāti Pāoa,Ngāi Tai ki Tāmaki,Ngāti Hako,Te Ākitai Waiohua | 1.81 | 2 | 1 | 2018 | te puna wai | no | 1 | 1 | 3 | CCTV Available (0-10 Years Old) & Soil Type Not Available | 2.6555 | 3 | 2 | 5 | 1 |  | 1 | Ocean Intercept | 5 | 0.895 | 0.4 | Diameter Used For Flow Approximation & Depth Available | 23.7881 | 8
993 | 1049 | 15586 | 10004769 | 193447 | DSB1D | Branch 1A Diversion | Gravity | Pipe | Buried | OP | CONC | None | 1959-06-30 | 0.43 | 0.21 | dwg | OM | Transmission | Legacy | 2 |  |  | 4 | 600 | [5 empty] | 74381 | NA |  | 120.88 |  | WSL |  | Waikato,Te Kawerau a Maki,Ngāti Whātua,Ngāti Maru,Ngāti Whātua o Ōrākei,Ngāti Tamaoho,Te Patukirikiri,Ngāti Whanaunga,Ngāti Tamaterā,Ngāti Pāoa,Ngāi Tai ki Tāmaki,Ngāti Hako,Te Ākitai Waiohua | 3.12 | 3 | 3 | 2013 | te puna wai | no | 5 | 1 | 3 | CCTV Available (10-20 Years Old) & Soil Type Available | 2.6548 | 3 | 2 | 3 | 2 | Public Park & Sports Area | 1 |  | 1 | 0.935 | 0.023992 | Modelled Flow Data Used & Depth Available | 120.8794 | 14
2516 | 2734 | 16296 | 10004774 | 193599 | DSB1D | Branch 1A Diversion | Gravity | Pipe | Buried | OP | CONC | None | 1959-06-30 | 0.21 | -0.02 | dwg | OM | Transmission | Legacy | 2 |  |  | 4 | 600 | [5 empty] | 74380 | NA |  | 126.83 |  | WSL |  | Waikato,Te Kawerau a Maki,Ngāti Whātua,Ngāti Maru,Ngāti Whātua o Ōrākei,Ngāti Tamaoho,Te Patukirikiri,Ngāti Whanaunga,Ngāti Tamaterā,Ngāti Pāoa,Ngāi Tai ki Tāmaki,Ngāti Hako,Te Ākitai Waiohua | 3.12 | 3 | 3 | 2013 | te puna wai | no | 5 | 1 | 3 | CCTV Available (10-20 Years Old) & Soil Type Available | 2.6548 | 3 | 2 | 3 | 2 | Public Park & Sports Area | 1 |  | 1 | 0.935 | 0.02395 | Modelled Flow Data Used & Depth Available | 126.827 | 14
3937 | 4215 | 922698 | 10090146 | 194136 | DSECB | East Coast Bays Branch Sewer TS7 | Gravity | Pipe | Buried | OP | CONC | None | 1966-01-01 |  |  | dwg | NI | Transmission | Legacy | 2 |  |  | 4 | 570 | [5 empty] | 64562 | NA |  | 4.65 |  | WSL |  | Te Kawerau a Maki,Ngāti Whātua,Ngāti Maru,Ngāti Whātua o Ōrākei,Ngāti Tamaoho,Ngāti Manuhiri,Te Patukirikiri,Ngāti Whanaunga,Ngāti Tamaterā,Ngāti Pāoa,Ngāi Tai ki Tāmaki,Ngāti Hako,Te Ākitai Waiohua | 2.27 | 2 | 2 | 2016 | te puna wai | no | 5 | 1 | 2 | CCTV Available (0-10 Years Old) & Soil Type Available | 2.651 | 3 | 2 | 2 | 2 | Public Park & Sports Area | 1 |  | 1.5 | 0.89 | 0.4 | Diameter Used For Flow Approximation & Depth Available | 4.6487 | 8
456 | 474 | 15836 | 10008052 | 196884 | DSSIN | Southern Interceptor | Gravity | Pipe | Buried | OP | CONC | None | 1964-06-30 | 12.18 | 11.94 | dwg | SI | Transmission | Legacy | 1 |  |  | 4 | 1200 | [5 empty] | 77272 | NA |  | 309.2 |  | WSL |  | Waikato,Te Kawerau a Maki,Ngāti Maru,Ngāti Tamaoho,Ngāti Whanaunga,Ngāti Tamaterā,Ngāi Tai ki Tāmaki,Ngāti Hako,Te Ākitai Waiohua | 3 | 3 | 3 | 2019 | CCTV Footage Review Log South_Latest.xls | no | 1 | 3 | 2 | CCTV Available (0-10 Years Old) & Soil Type Available | 2.6466 | 3 | 3 | 5 | 1 |  | 1 |  | 5 | 0.895 | 0.059665 | Modelled Flow Data Used & Depth Available | 309.2023 | 14
451 | 469 | 16282 | 10008057 | 196581 | DSSIN | Southern Interceptor | Gravity | Pipe | Buried | OP | CONC | None | 1964-06-30 | 12.63 | 12.52 | dwg | SI | Transmission | Legacy | 1 |  |  | 4 | 1200 | [5 empty] | 77277 | NA |  | 131.06 |  | WSL |  | Waikato,Te Kawerau a Maki,Ngāti Maru,Ngāti Tamaoho,Ngāti Whanaunga,Ngāti Tamaterā,Ngāi Tai ki Tāmaki,Ngāti Hako,Te Ākitai Waiohua | 2.39 | 2 | 2 | 2019 | CCTV Footage Review Log South_Latest.xls | no | 5 | 3 | 2 | CCTV Available (0-10 Years Old) & Soil Type Available | 2.641 | 3 | 3 | 5 | 1 |  | 1 |  | 5 | 0.895 | 0.053433 | Modelled Flow Data Used & Depth Available | 131.0637 | 8
452 | 470 | 15840 | 10008056 | 196885 | DSSIN | Southern Interceptor | Gravity | Pipe | Buried | OP | CONC | None | 1964-06-30 | 12.52 | 12.46 | dwg | SI | Transmission | Legacy | 1 |  |  | 4 | 1200 | [5 empty] | 77276 | NA |  | 74.97 |  | WSL |  | Waikato,Te Kawerau a Maki,Ngāti Maru,Ngāti Tamaoho,Ngāti Whanaunga,Ngāti Tamaterā,Ngāi Tai ki Tāmaki,Ngāti Hako,Te Ākitai Waiohua | 3 | 3 | 3 | 2019 | CCTV Footage Review Log South_Latest.xls | no | 5 | 3 | 2 | CCTV Available (0-10 Years Old) & Soil Type Available | 2.641 | 3 | 3 | 5 | 1 |  | 1 |  | 5 | 0.895 | 0.053424 | Modelled Flow Data Used & Depth Available | 74.9671 | 14
453 | 471 | 15839 | 10008055 | 196734 | DSSIN | Southern Interceptor | Gravity | Pipe | Buried | OP | CONC | None | 1964-06-30 | 12.46 | 12.4 | dwg | SI | Transmission | Legacy | 1 |  |  | 4 | 1200 | [5 empty] | 77275 | NA |  | 82.59 |  | WSL |  | Waikato,Te Kawerau a Maki,Ngāti Maru,Ngāti Tamaoho,Ngāti Whanaunga,Ngāti Tamaterā,Ngāi Tai ki Tāmaki,Ngāti Hako,Te Ākitai Waiohua | 3 | 3 | 3 | 2019 | CCTV Footage Review Log South_Latest.xls | no | 5 | 3 | 2 | CCTV Available (0-10 Years Old) & Soil Type Available | 2.641 | 3 | 3 | 5 | 1 |  | 1 |  | 5 | 0.895 | 0.053414 | Modelled Flow Data Used & Depth Available | 82.589 | 14
450 | 468 | 16283 | 10008058 | 197033 | DSSIN | Southern Interceptor | Gravity | Pipe | Buried | OP | CONC | None | 1964-06-30 | 12.69 | 12.63 | dwg | SI | Transmission | Legacy | 1 |  |  | 4 | 1200 | [5 empty] | 77278 | NA |  | 67.18 |  | WSL |  | Waikato,Te Kawerau a Maki,Ngāti Maru,Ngāti Tamaoho,Ngāti Whanaunga,Ngāti Tamaterā,Ngāi Tai ki Tāmaki,Ngāti Hako,Te Ākitai Waiohua | 2.39 | 2 | 2 | 2019 | CCTV Footage Review Log South_Latest.xls | no | 5 | 3 | 2 | CCTV Available (0-10 Years Old) & Soil Type Available | 2.6409 | 3 | 3 | 5 | 1 |  | 1 |  | 5 | 0.895 | 0.053282 | Modelled Flow Data Used & Depth Available | 67.1762 | 8
449 | 467 | 16284 | 10008059 | 196735 | DSSIN | Southern Interceptor | Gravity | Pipe | Buried | OP | CONC | None | 1964-06-30 | 12.74 | 12.69 | dwg | SI | Transmission | Legacy | 1 |  |  | 4 | 1200 | [5 empty] | 77279 | NA |  | 57.28 |  | WSL |  | Waikato,Te Kawerau a Maki,Ngāti Maru,Ngāti Tamaoho,Ngāti Whanaunga,Ngāti Tamaterā,Ngāi Tai ki Tāmaki,Ngāti Hako,Te Ākitai Waiohua | 2.27 | 2 | 2 | 2019 | CCTV Footage Review Log South_Latest.xls | no | 5 | 1 | 2 | CCTV Available (0-10 Years Old) & Soil Type Available | 2.6384 | 3 | 3 | 5 | 1 |  | 1 |  | 5 | 0.895 | 0.05056 | Modelled Flow Data Used & Depth Available | 57.2792 | 8
654 | 683 | 16679 | 10005698 | 194999 | DSGLE | Glen Eden Branch | Gravity | Pipe | Bridged | OP | CLS | None | 1965-06-30 | 3.61 | 3.51 | 0.1s | WI | Transmission | Legacy | 2 |  |  | 4 | 630 | [5 empty] | 75185 | NA |  | 23.87 |  | WSL |  | Te Kawerau a Maki,Ngāti Whātua,Ngāti Whātua o Ōrākei,Ngāti Tamaoho,Ngāti Tamaterā,Te Ākitai Waiohua | 3.31 | 3 | 2 | 2011 | te puna wai | no | 1 | 1 | 5 | CCTV Available (10-20 Years Old) & Soil Type Not Available | 2.6378 | 3 | 3 | 5 | 1 |  | 1 | Place Of Historic Heritage - Falls Hotel (former), Significant Ecological Area - SEA_T_4959 | 5 | 0.895 | 0.049943 | Modelled Flow Data Used & Depth Available | 23.8723 | 14
1287 | 1377 | 16792 | 10009187 | 197656 | DSWHE | Whenuapai Branch | Gravity | Pipe | Bridged | OP | CONC | None | 1965-06-30 | 6.41 | 6.4 | dwg | WI | Transmission | Legacy | 2 |  |  | 4 | 750 | [5 empty] | 78276 | NA |  | 11.07 |  | WSL |  | Te Kawerau a Maki,Ngāti Whātua,Ngāti Maru,Ngāti Whātua o Ōrākei,Ngāti Tamaoho,Ngāti Tamaterā,Ngāti Hako,Te Ākitai Waiohua | 2 | 2 | 2 | 2017 | CCTV Footage Review Log South_Latest.xls | no | 1 | 1 | 2 | CCTV Available (0-10 Years Old) & Soil Type Not Available | 2.6361 | 3 | 3 | 5 | 1 |  | 1 |  | 5 | 0.895 | 0.048003 | Modelled Flow Data Used & Depth Available | 11.074 | 8
44 | 47 | 15841 | 10008060 | 196886 | DSSIN | Southern Interceptor | Gravity | Pipe | Buried | OP | CONC | None | 1964-06-30 | 12.77 | 12.74 | dwg | SI | Transmission | Legacy | 1 |  |  | 4 | 1200 | [5 empty] | 77280 | NA |  | 13.17 |  | WSL |  | Waikato,Te Kawerau a Maki,Ngāti Maru,Ngāti Tamaoho,Ngāti Whanaunga,Ngāti Tamaterā,Ngāi Tai ki Tāmaki,Ngāti Hako,Te Ākitai Waiohua | 2.27 | 2 | 2 | 2019 | CCTV Footage Review Log South_Latest.xls | no | 5 | 1 | 2 | CCTV Available (0-10 Years Old) & Soil Type Available | 2.6328 | 3 | 3 | 5 | 1 |  | 1 |  | 5 | 0.895 | 0.044354 | Modelled Flow Data Used & Depth Available | 13.1672 | 8
3304 | 3570 | 923909 | 10088480 | 196025 | DSNTH | North Branch Sewer TS30 | Gravity | Pipe | Buried | OP | CONC | None | 2002-04-16 |  |  | dwg | NI | Transmission | Legacy | 2 |  |  | 4 | 610 | [5 empty] | 65200 | NA |  | 58.19 |  | WSL |  | Te Kawerau a Maki,Ngāti Whātua,Ngāti Maru,Ngāti Whātua o Kaipara,Ngāti Whātua o Ōrākei,Ngāti Tamaoho,Ngāti Manuhiri,Te Patukirikiri,Ngāti Whanaunga,Ngāti Tamaterā,Ngāti Pāoa,Ngāi Tai ki Tāmaki,Ngāti Hako,Te Ākitai Waiohua | 1.21 | 1 |  |  |  | no | 1 | 3 | 1 | CCTV NOT Available or Over 30 Years Old & Soil Type Available | 2.6316 | 3 | 1 | 3 | 1 |  | 4 | NZ River Lines | 1.5 | 0.925 | 0.0091884 | Modelled Flow Data Used & Depth Available | 58.187 | 4
1589 | 1726 | 16475 | 10008243 | 197533 | DSSLN | Southlynn Branch | Gravity | Pipe | Buried | OP | CONC | None | 1963-06-30 | 6.01 | 5.32 | dwg | WI | Transmission | Legacy | 2 |  |  | 4 | 300 | [5 empty] | 77427 | NA |  | 134.93 |  | WSL |  | Waikato,Te Kawerau a Maki,Ngāti Whātua,Ngāti Whātua o Ōrākei,Ngāti Tamaoho,Ngāti Tamaterā,Te Ākitai Waiohua | 3.32 | 3 | 3 | 2003 | te puna wai | no | 5 | 3 | 3 | CCTV Available (20-30 Years Old) & Soil Type Available | 2.6299 | 3 | 1 | 1 | 1 |  | 4 | Significant Ecological Area - SEA_T_4712, NZ River Lines | 5 | 0.92 | 0.00011904 | Modelled Flow Data Used & Depth Available | 134.9298 | 14
2946 | 3204 | 2566550 | 10086818 | 196959 | DSSLD | South Lynn Branch Diversion Sewer | Gravity | Pipe | Buried | OP | PE | None | 2014-05-23 | 16.78 | 16.52 | 0.1s | WI | Transmission | T0000637 | 2 |  |  | 4 | 375 | [5 empty] | 77416 | NA |  | 60.39 |  | WSL |  | Waikato,Te Kawerau a Maki,Ngāti Whātua,Ngāti Whātua o Ōrākei,Ngāti Tamaoho,Ngāti Tamaterā,Te Ākitai Waiohua | 1.97 | 2 |  |  |  | no | 5 | 3 | 1 | CCTV NOT Available or Over 30 Years Old & Soil Type Available | 2.6276 | 3 | 1 | 1 | 1 |  | 4 | NZ River Lines | 5 | 0.92 | 0.0038479 | Modelled Flow Data Used & Depth Available | 60.3882 | 8
2942 | 3200 | 2566552 | 10086815 | 196808 | DSSLD | South Lynn Branch Diversion Sewer | Gravity | Pipe | Buried | OP | PE | None | 2014-05-23 | 15.38 | 15.1 | 0.1s | WI | Transmission | T0000637 | 2 |  |  | 4 | 375 | [5 empty] | 77413 | NA |  | 30.08 |  | WSL |  | Waikato,Te Kawerau a Maki,Ngāti Whātua,Ngāti Whātua o Ōrākei,Ngāti Tamaoho,Ngāti Tamaterā,Te Ākitai Waiohua | 1.97 | 2 |  |  |  | no | 5 | 3 | 1 | CCTV NOT Available or Over 30 Years Old & Soil Type Available | 2.6276 | 3 | 1 | 1 | 1 |  | 4 | NZ River Lines | 5 | 0.92 | 0.0038479 | Modelled Flow Data Used & Depth Available | 30.0814 | 8
3896 | 4173 | 919120 | 10088520 | 196477 | DSOTV | Oteha Valley Branch Sewer TS27 | Gravity | Pipe | Buried | OP | CONC | None | 1992-07-01 |  |  | dwg | NI | Transmission | Legacy | 2 |  |  | 4 | 600 | [5 empty] | 65209 | NA |  | 57.02 |  | WSL |  | Te Kawerau a Maki,Ngāti Whātua,Ngāti Maru,Ngāti Whātua o Kaipara,Ngāti Whātua o Ōrākei,Ngāti Tamaoho,Ngāti Manuhiri,Ngāti Whanaunga,Ngāti Tamaterā,Ngāti Pāoa,Ngāi Tai ki Tāmaki,Ngāti Hako,Te Ākitai Waiohua | 2 | 2 | 2 | 2018 | te puna wai | no | 1 | 3 | 1 | CCTV Available (0-10 Years Old) & Soil Type Available | 2.6272 | 3 | 1 | 3 | 1 |  | 4 | Significant Ecological Area - SEA_T_8078, NZ River Lines | 1.5 | 0.925 | 0.01608 | Modelled Flow Data Used & Depth Available | 57.0187 | 8
3844 | 4121 | 920081 | 10088554 | 82593959 | DSOTV | Oteha Valley Branch Sewer TS27 | Gravity | Pipe | Buried | OP | CONC | None | 1989-01-01 |  |  | dwg | NI | Transmission | Legacy | 2 |  |  | 4 | 440 | ASBUILT | ASBUILT | ASBUILT | ASBUILT | CONS | 65243 | NA |  | 75.36 | ASBUILT | WSL |  | Te Kawerau a Maki,Ngāti Whātua,Ngāti Maru,Ngāti Whātua o Kaipara,Ngāti Whātua o Ōrākei,Ngāti Tamaoho,Ngāti Manuhiri,Ngāti Whanaunga,Ngāti Tamaterā,Ngāti Pāoa,Ngāi Tai ki Tāmaki,Ngāti Hako,Te Ākitai Waiohua | 1.97 | 2 |  |  |  | no | 5 | 3 | 1 | CCTV NOT Available or Over 30 Years Old & Soil Type Available | 2.624 | 3 | 2 | 2 | 1 |  | 4 | NZ River Lines | 1.5 | 0.86 | 0.4 | Diameter Used For Flow Approximation & Depth Available | 75.3602 | 8
723 | 757 | 16040 | 10068639 | 194610 | DSFLB | Flat Bush Branch | Gravity | Pipe | Piered | OP | CLS | None | 1986-06-30 | 4.77 | 4.4 | dwg | SI | Transmission | GP11001 | 2 |  |  | 4 | 350 | [5 empty] | 74975 | NA |  | 26.81 |  | WSL |  | Waikato,Te Kawerau a Maki,Ngāti Maru,Ngāti Tamaoho,Ngāti Whanaunga,Ngāti Tamaterā,Ngāti Pāoa,Ngāi Tai ki Tāmaki,Ngāti Hako,Te Ākitai Waiohua | 3 | 3 | 2 | 2003 | te puna wai | no | 5 | 1 | 3 | CCTV Available (20-30 Years Old) & Soil Type Available | 2.623 | 3 | 1 | 1 | 1 |  | 4 | NZ River Lines | 5 | 0.92 | 0.011116 | Modelled Flow Data Used & Depth Available | 26.8104 | 14
1098 | 1158 | 17474 | 10005667 | 194635 | DSGLE | Glen Eden Branch | Gravity | Pipe | Buried | OP | CONC | None | 1965-06-30 | 32.57 | 32.47 | 1.0g | WI | Transmission | GP07056 | 2 |  |  | 4 | 300 | [5 empty] | 75267 | NA |  | 13.49 |  | WSL |  | Waikato,Te Kawerau a Maki,Ngāti Whātua,Ngāti Whātua o Ōrākei,Ngāti Tamaoho,Ngāti Tamaterā,Te Ākitai Waiohua | 3 | 3 | 3 | 2005 | te puna wai | no | 5 | 3 | 2 | CCTV Available (10-20 Years Old) & Soil Type Available | 2.6216 | 3 | 1 | 1 | 1 |  | 4 | NZ River Lines | 5 | 0.92 | 0.013284 | Modelled Flow Data Used & Depth Available | 13.4875 | 14
1187 | 1258 | 15162 | 10004596 | 193651 | DSB09 | Branch 9 Mt Roskill | Gravity | Pipe | Buried | OP | CONC | None | 1946-06-30 | 42.33 | 41.91 | dwg | WI | Transmission | Legacy | 2 |  |  | 4 | 600 | [5 empty] | 74301 | NA |  | 86.65 |  | WSL |  | Waikato,Te Kawerau a Maki,Ngāti Whātua,Ngāti Maru,Ngāti Whātua o Ōrākei,Ngāti Tamaoho,Ngāti Tamaterā,Ngāi Tai ki Tāmaki,Ngāti Hako,Te Ākitai Waiohua | 3.1 | 3 | 3 | 2016 | CCTV Footage Review Log South_Latest.xls | no | 5 | 1 | 3 | CCTV Available (0-10 Years Old) & Soil Type Available | 2.6204 | 3 | 2 | 3 | 1 |  | 4 | NZ River Lines | 1 | 0.91 | 0.039798 | Modelled Flow Data Used & Depth Available | 86.651 | 14
2441 | 2656 | 16053 | 10006669 | 196032 | DSOAE | Otara East Branch | Gravity | Pipe | Buried | OP | CONC | None | 1971-06-30 | 7.12 | 7.02 | dwg | SI | Transmission | Legacy | 2 |  |  | 4 | 375 | [5 empty] | 75988 | NA |  | 34.8 |  | WSL |  | Waikato,Te Kawerau a Maki,Ngāti Maru,Ngāti Tamaoho,Ngāti Whanaunga,Ngāti Tamaterā,Ngāti Pāoa,Ngāi Tai ki Tāmaki,Ngāti Hako,Te Ākitai Waiohua | 2.27 | 2 | 2 | 2017 | CCTV Footage Review Log South_Latest.xls | no | 5 | 1 | 2 | CCTV Available (0-10 Years Old) & Soil Type Available | 2.6202 | 3 | 1 | 1 | 1 |  | 4 | NZ River Lines | 5 | 0.92 | 0.015585 | Modelled Flow Data Used & Depth Available | 34.8041 | 8
1600 | 1744 | 17238 | 10004263 | 193403 | DSB04 | Branch 4 Hardinge Street | Rising | Pipe | Buried | OP | ABS | None | 1985-06-30 |  | 5.89 | dwg | OM | Transmission | Legacy | 2 |  |  | 4 | 200 | [5 empty] | 74055 | NA |  | 12.29 |  | WSL |  | Te Kawerau a Maki,Ngāti Whātua,Ngāti Maru,Ngāti Whātua o Ōrākei,Ngāti Tamaoho,Te Patukirikiri,Ngāti Tamaterā,Ngāti Pāoa,Ngāi Tai ki Tāmaki,Ngāti Hako,Te Ākitai Waiohua | 3 | 3 | 3 | 1998 | te puna wai | no | 1 | 1 | 2 | CCTV Available (20-30 Years Old) & Soil Type Available | 2.618 | 3 | 1 | 4 | 2 | Public Park & Sports Area | 1 | Mana Whenua - Te Paneiriiri, Place Of Historic Heritage - Original foreshore sea wall | 1.5 | 1.015 | 0.2 | Diameter Used For Flow Approximation & Depth Available | 13.7211 | 14
1597 | 1741 | 17235 | 10099184 | 192905 | DPFAN | PS 4 Fanshawe Street | Rising | Pipe | Buried | OP | CLS | None | 1985-06-30 | -0.23 | 5.89 | dwg | OM | Transmission | Legacy | 2 |  |  | 4 | 200 | [5 empty] | 70409 | NA |  | 6.92 |  | WSL |  | Te Kawerau a Maki,Ngāti Whātua,Ngāti Maru,Ngāti Whātua o Ōrākei,Ngāti Tamaoho,Te Patukirikiri,Ngāti Tamaterā,Ngāti Pāoa,Ngāi Tai ki Tāmaki,Ngāti Hako,Te Ākitai Waiohua | 2.41 | 2 |  |  |  | no | 1 | 1 | 3 | CCTV NOT Available or Over 30 Years Old & Soil Type Available | 2.618 | 3 | 1 | 4 | 2 | Public Park & Sports Area | 1 | Mana Whenua - Te Paneiriiri | 1.5 | 1.015 | 0.2 | Diameter Used For Flow Approximation & Depth Available | 6.919 | 8
1596 | 1740 | 17234 | 10099183 | 193067 | DPFAN | PS 4 Fanshawe Street | Rising | Pipe | Buried | OP | CLS | None | 1985-06-30 |  |  | dwg | OM | Transmission | Legacy | 2 |  |  | 4 | 200 | [5 empty] | 70408 | NA |  | 6.84 |  | WSL |  | Te Kawerau a Maki,Ngāti Whātua,Ngāti Maru,Ngāti Whātua o Ōrākei,Ngāti Tamaoho,Te Patukirikiri,Ngāti Tamaterā,Ngāti Pāoa,Ngāi Tai ki Tāmaki,Ngāti Hako,Te Ākitai Waiohua | 2.41 | 2 |  |  |  | no | 1 | 1 | 3 | CCTV NOT Available or Over 30 Years Old & Soil Type Available | 2.618 | 3 | 1 | 4 | 2 | Public Park & Sports Area | 1 | Mana Whenua - Te Paneiriiri | 1.5 | 1.015 | 0.2 | Diameter Used For Flow Approximation & Depth Available | 6.8442 | 8
1602 | 1746 | 17248 | 10003974 | 192899 | DPCNH | PS 13 Constitution Hill | Rising | Pipe | Buried | OP | CLS | None | 1994-06-30 |  |  | dwg | OM | Transmission | Legacy | 2 |  |  | 4 | 250 | [5 empty] | 65765 | NA |  | 4.39 |  | WSL |  | Te Kawerau a Maki,Ngāti Whātua,Ngāti Maru,Ngāti Whātua o Ōrākei,Ngāti Tamaoho,Te Patukirikiri,Ngāti Tamaterā,Ngāti Pāoa,Ngāi Tai ki Tāmaki,Ngāti Hako,Te Ākitai Waiohua | 1.71 | 2 |  |  |  | no | 1 | 1 | 2 | CCTV NOT Available or Over 30 Years Old & Soil Type Available | 2.618 | 3 | 1 | 4 | 2 | Public Park & Sports Area | 1 | Place Of Historic Heritage - Princes Street Historic Heritage Area | 1.5 | 1.015 | 0.2 | Diameter Used For Flow Approximation & Depth Available | 4.3938 | 8
966 | 1021 | 16019 | 10003344 | 193064 | DPFAN | PS 4 Fanshawe Street | Rising | Pipe | In Chamber | OP | CLS | None | 1987-06-30 |  |  | dwg | OM | Transmission | Legacy | 2 |  |  | 4 | 200 | [5 empty] | 70410 | NA |  | 4.24 |  | WSL |  | Te Kawerau a Maki,Ngāti Whātua,Ngāti Maru,Ngāti Whātua o Ōrākei,Ngāti Tamaoho,Te Patukirikiri,Ngāti Tamaterā,Ngāti Pāoa,Ngāi Tai ki Tāmaki,Ngāti Hako,Te Ākitai Waiohua | 1.71 | 2 |  |  |  | no | 1 | 1 | 2 | CCTV NOT Available or Over 30 Years Old & Soil Type Available | 2.618 | 3 | 1 | 4 | 2 | Public Park & Sports Area | 1 | Mana Whenua - Te Paneiriiri | 1.5 | 1.015 | 0.2 | Diameter Used For Flow Approximation & Depth Available | 4.2357 | 8
1595 | 1738 | 17232 | 10099217 | 192908 | DPFAN | PS 4 Fanshawe Street | Rising | Pipe | In Chamber | OP | CLS | None | 1987-06-30 |  |  | dwg | OM | Transmission | Legacy | 2 |  |  | 4 | 200 | [5 empty] | 70411 | NA |  | 1.78 |  | WSL |  | Te Kawerau a Maki,Ngāti Whātua,Ngāti Maru,Ngāti Whātua o Ōrākei,Ngāti Tamaoho,Te Patukirikiri,Ngāti Tamaterā,Ngāti Pāoa,Ngāi Tai ki Tāmaki,Ngāti Hako,Te Ākitai Waiohua | 1.71 | 2 |  |  |  | no | 1 | 1 | 2 | CCTV NOT Available or Over 30 Years Old & Soil Type Available | 2.618 | 3 | 1 | 4 | 2 | Public Park & Sports Area | 1 | Mana Whenua - Te Paneiriiri | 1.5 | 1.015 | 0.2 | Diameter Used For Flow Approximation & Depth Available | 1.7806 | 8
1603 | 1747 | 17249 | 10003976 | 193059 | DPCNH | PS 13 Constitution Hill | Rising | Pipe | Buried | OP | CLS | None | 1994-06-30 |  |  | dwg | OM | Transmission | Legacy | 2 |  |  | 4 | 310 | [5 empty] | 65765 | NA |  | 1.56 |  | WSL |  | Te Kawerau a Maki,Ngāti Whātua,Ngāti Maru,Ngāti Whātua o Ōrākei,Ngāti Tamaoho,Te Patukirikiri,Ngāti Tamaterā,Ngāti Pāoa,Ngāi Tai ki Tāmaki,Ngāti Hako,Te Ākitai Waiohua | 1.71 | 2 |  |  |  | no | 1 | 1 | 2 | CCTV NOT Available or Over 30 Years Old & Soil Type Available | 2.618 | 3 | 1 | 4 | 2 | Public Park & Sports Area | 1 | Place Of Historic Heritage - Princes Street Historic Heritage Area | 1.5 | 1.015 | 0.2 | Diameter Used For Flow Approximation & Depth Available | 1.5574 | 8
1246 | 1329 | 26288 | 10009065 | 197428 | DSTSE | Tamaki South East Branch | Gravity | Pipe | Piered | OP | CLS | None | 2005-05-30 | 17.43 | 17.37 | 0.1s | TE | Transmission | DC06038 | 2 |  |  | 4 | 760 | [5 empty] | 78162 | NA |  | 32.04 |  | WSL |  | Waikato,Ngāti Maru,Ngāti Tamaoho,Ngāti Whanaunga,Ngāti Tamaterā,Ngāti Pāoa,Ngāi Tai ki Tāmaki,Ngāti Hako,Te Ākitai Waiohua | 1.97 | 2 |  |  |  | no | 5 | 3 | 1 | CCTV NOT Available or Over 30 Years Old & Soil Type Available | 2.6179 | 3 | 2 | 3 | 1 |  | 4 | NZ River Lines | 1 | 0.91 | 0.021415 | Modelled Flow Data Used & Depth Available | 32.039 | 8
188 | 200 | 16430 | 10008790 | 197696 | DSTIN | Tamaki East Interceptor | Gravity | Pipe | Buried | OP | CONC | None | 1973-06-30 | 5.09 | 4.37 | dwg | TE | Transmission | Legacy | 1 |  |  | 4 | 1350 | [5 empty] | 77968 | NA |  | 239.91 |  | WSL |  | Waikato,Te Kawerau a Maki,Ngāti Maru,Ngāti Tamaoho,Ngāti Whanaunga,Ngāti Tamaterā,Ngāti Pāoa,Ngāi Tai ki Tāmaki,Ngāti Hako,Te Ākitai Waiohua | 2 | 2 | 2 | 2008 | CCTV Footage Review Log South_Latest.xls | no | 1 | 1 | 2 | CCTV Available (10-20 Years Old) & Soil Type Available | 2.6113 | 3 | 4 | 5 | 1 |  | 1 |  | 1 | 0.755 | 0.12252 | Modelled Flow Data Used & Depth Available | 239.9059 | 8
480 | 500 | 16093 | 10005906 | 194772 | DSHIN | Howick Interceptor | Gravity | Pipe | Bridged | OP | CONC | None | 1964-06-30 | 3.69 | 3.64 | dwg | HI | Transmission | Legacy | 1 |  |  | 4 | 1050 | [5 empty] | 75383 | NA |  | 11.99 |  | WSL |  | Waikato,Ngāti Maru,Ngāti Tamaoho,Ngāti Whanaunga,Ngāti Tamaterā,Ngāti Pāoa,Ngāi Tai ki Tāmaki,Ngāti Hako,Te Ākitai Waiohua | 2 | 2 | 2 | 2015 | CCTV Footage Review Log South_Latest.xls | no | 1 | 1 | 2 | CCTV Available (0-10 Years Old) & Soil Type Not Available | 2.6103 | 3 | 4 | 5 | 1 |  | 1 |  | 1 | 0.755 | 0.12196 | Modelled Flow Data Used & Depth Available | 11.995 | 8
4116 | 4398 | 931854 | 10088390 | 195565 | DSNRO | Northboro Branch Sewer TS2 | Gravity | Pipe | Bridged | OP | CLS | None | 1967-01-01 |  |  | dwg | NI | Transmission | Legacy | 2 |  |  | 4 | 724 | [5 empty] | 65144 | NA |  | 216.09 |  | WSL |  | Te Kawerau a Maki,Ngāti Whātua,Ngāti Maru,Ngāti Whātua o Ōrākei,Ngāti Tamaoho,Te Patukirikiri,Ngāti Whanaunga,Ngāti Tamaterā,Ngāti Pāoa,Ngāi Tai ki Tāmaki,Ngāti Hako,Te Ākitai Waiohua | 3.82 | 4 |  |  |  | no | 1 | 1 | 5 | CCTV NOT Available or Over 30 Years Old & Soil Type Not Available | 2.6028 | 3 | 2 | 5 | 1 |  | 1 | Ocean Intercept, Significant Ecological Area - SEA-M2-60a | 5 | 0.895 | 0.065084 | Modelled Flow Data Used & Depth Available | 216.0935 | 18
2950 | 3208 | 2558669 | 10088456 | 196019 | DSNTH | North Branch Sewer TS30 | Gravity | Pipe | Buried | OP | CONC | None | 2014-07-31 | 13.17 | 12.79 | 0.1s | NI | Transmission | R0007574 | 2 |  |  | 4 | 1549 | [5 empty] | 65176 | NA |  | 241.22 |  | WSL |  | Te Kawerau a Maki,Ngāti Whātua,Ngāti Maru,Ngāti Whātua o Kaipara,Ngāti Whātua o Ōrākei,Ngāti Tamaoho,Ngāti Manuhiri,Ngāti Whanaunga,Ngāti Tamaterā,Ngāti Pāoa,Ngāi Tai ki Tāmaki,Ngāti Hako,Te Ākitai Waiohua | 1.21 | 1 |  |  |  | no | 1 | 3 | 1 | CCTV NOT Available or Over 30 Years Old & Soil Type Available | 2.6023 | 3 | 2 | 5 | 1 |  | 1 |  | 5 | 0.895 | 0.062021 | Modelled Flow Data Used & Depth Available | 241.2191 | 4
3551 | 3824 | 942606 | 10090160 | 194323 | DSECB | East Coast Bays Branch Sewer TS7 | Gravity | Pipe | Buried | OP | PE | None | 2011-04-21 | 2.48 | 2.44 | dwg | NI | Transmission | R0002755 | 2 |  |  | 4 | 900 | [5 empty] | 64576 | NA |  | 15.72 |  | WSL |  | Te Kawerau a Maki,Ngāti Whātua,Ngāti Maru,Ngāti Whātua o Ōrākei,Ngāti Tamaoho,Ngāti Manuhiri,Te Patukirikiri,Ngāti Whanaunga,Ngāti Tamaterā,Ngāti Pāoa,Ngāi Tai ki Tāmaki,Ngāti Hako,Te Ākitai Waiohua | 1.34 | 1 | 1 | 2015 | te puna wai | no | 3 | 3 | 1 | CCTV Available (0-10 Years Old) & Soil Type Not Available | 2.6012 | 3 | 3 | 4 | 1 |  | 1 |  | 5 | 0.83 | 0.10567 | Modelled Flow Data Used & Depth Available | 15.7211 | 4
4140 | 4422 | 942607 | 10090159 | 194598 | DSECB | East Coast Bays Branch Sewer TS7 | Gravity | Pipe | Buried | OP | PE | None | 2011-04-21 | 2.46 | 2.44 | dwg | NI | Transmission | R0002755 | 2 |  |  | 4 | 900 | [5 empty] | 64575 | NA |  | 10.7 |  | WSL |  | Te Kawerau a Maki,Ngāti Whātua,Ngāti Maru,Ngāti Whātua o Ōrākei,Ngāti Tamaoho,Ngāti Manuhiri,Te Patukirikiri,Ngāti Whanaunga,Ngāti Tamaterā,Ngāti Pāoa,Ngāi Tai ki Tāmaki,Ngāti Hako,Te Ākitai Waiohua | 1.34 | 1 | 1 | 2015 | te puna wai | no | 3 | 3 | 1 | CCTV Available (0-10 Years Old) & Soil Type Not Available | 2.6012 | 3 | 3 | 4 | 1 |  | 1 |  | 5 | 0.83 | 0.10567 | Modelled Flow Data Used & Depth Available | 10.6951 | 4
4215 | 4500 | 942608 | 10090158 | 194139 | DSECB | East Coast Bays Branch Sewer TS7 | Gravity | Pipe | Buried | OP | PE | None | 2011-04-21 | 2.45 | 2.33 | dwg | NI | Transmission | R0002755 | 2 |  |  | 4 | 900 | [5 empty] | 64574 | NA |  | 11.92 |  | WSL |  | Te Kawerau a Maki,Ngāti Whātua,Ngāti Maru,Ngāti Whātua o Ōrākei,Ngāti Tamaoho,Ngāti Manuhiri,Te Patukirikiri,Ngāti Whanaunga,Ngāti Tamaterā,Ngāti Pāoa,Ngāi Tai ki Tāmaki,Ngāti Hako,Te Ākitai Waiohua | 1.34 | 1 | 1 | 2015 | te puna wai | no | 3 | 3 | 1 | CCTV Available (0-10 Years Old) & Soil Type Not Available | 2.6004 | 3 | 3 | 4 | 1 |  | 1 |  | 5 | 0.83 | 0.1049 | Modelled Flow Data Used & Depth Available | 11.9242 | 4
4123 | 4405 | 930855 | 10087984 | 195334 | DSHLA | Hillcrest A Branch Sewer TS15A | Gravity | Pipe | Buried | OP | PE | None | 2008-03-05 | 21.08 | 20.52 | dwg | NI | Transmission | Legacy | 2 |  |  | 4 | 700 | [5 empty] | 64869 | NA |  | 221.96 |  | WSL |  | Te Kawerau a Maki,Ngāti Whātua,Ngāti Maru,Ngāti Whātua o Ōrākei,Ngāti Tamaoho,Ngāti Manuhiri,Te Patukirikiri,Ngāti Whanaunga,Ngāti Tamaterā,Ngāti Pāoa,Ngāi Tai ki Tāmaki,Ngāti Hako,Te Ākitai Waiohua | 1.56 | 2 | 1 | 2018 | te puna wai | no | 5 | 3 | 1 | CCTV Available (0-10 Years Old) & Soil Type Available | 2.5999 | 3 | 1 | 3 | 1 |  | 4 | NZ River Lines | 1 | 0.91 | 0.024502 | Modelled Flow Data Used & Depth Available | 221.9641 | 8
3989 | 4267 | 925995 | 10089420 | 193732 | DSBBS | Browns Bay Branch Sewer TS7E | Gravity | Pipe | Buried | OP | CONC | None | 2005-08-31 | -1.29 | -2.42 | dwg | NI | Transmission | Legacy | 2 |  |  | 4 | 2100 | [5 empty] | 64129 | NA |  | 348.66 |  | WSL |  | Te Kawerau a Maki,Ngāti Whātua,Ngāti Maru,Ngāti Whātua o Ōrākei,Ngāti Tamaoho,Ngāti Manuhiri,Te Patukirikiri,Ngāti Whanaunga,Ngāti Tamaterā,Ngāti Pāoa,Ngāi Tai ki Tāmaki,Ngāti Hako,Te Ākitai Waiohua | 1.76 | 2 |  |  |  | no | 5 | 1 | 1 | CCTV NOT Available or Over 30 Years Old & Soil Type Available | 2.5995 | 3 | 2 | 5 | 1 |  | 1 |  | 5 | 0.895 | 0.04441 | Modelled Flow Data Used & Depth Available | 348.6592 | 8
3236 | 3500 | 917720 | 10089553 | 193968 | DSBHV | Beach Haven Branch Sewer TS10 | Gravity | Pipe | Bridged | OP | SS | None | 2005-04-12 | 5.11 | 4.99 | dwg | NI | Transmission | Legacy | 2 |  |  | 4 | 635 | [5 empty] | 64206 | NA |  | 42.37 |  | WSL |  | Te Kawerau a Maki,Ngāti Whātua,Ngāti Maru,Ngāti Whātua o Ōrākei,Ngāti Tamaoho,Ngāti Manuhiri,Ngāti Whanaunga,Ngāti Tamaterā,Ngāti Pāoa,Ngāi Tai ki Tāmaki,Ngāti Hako,Te Ākitai Waiohua | 1 | 1 |  |  |  | no | 1 | 1 | 1 | CCTV NOT Available or Over 30 Years Old & Soil Type Not Available | 2.599 | 3 | 2 | 5 | 1 |  | 1 | Ocean Intercept, Significant Ecological Area - SEA-M2-58b | 5 | 0.895 | 0.041348 | Modelled Flow Data Used & Depth Available | 42.3697 | 4
4006 | 4284 | 932202 | 10088921 | 197602 | DSTPW | Takapuna West Branch Sewer TS3 | Gravity | Pipe | Buried | OP | CONC | None | 1965-01-01 |  |  | dwg | NI | Transmission | Legacy | 2 |  |  | 4 | 825 | [5 empty] | 65447 | NA |  | 76.57 |  | WSL |  | Te Kawerau a Maki,Ngāti Whātua,Ngāti Maru,Ngāti Whātua o Ōrākei,Ngāti Tamaoho,Ngāti Manuhiri,Te Patukirikiri,Ngāti Whanaunga,Ngāti Tamaterā,Ngāti Pāoa,Ngāi Tai ki Tāmaki,Ngāti Hako,Te Ākitai Waiohua | 2.27 | 2 | 2 | 2016 | te puna wai | no | 5 | 1 | 2 | CCTV Available (0-10 Years Old) & Soil Type Available | 2.5981 | 3 | 3 | 4 | 1 |  | 1 | Ocean Intercept, Significant Ecological Area - SEA-M2-60a | 5 | 0.83 | 0.1026 | Modelled Flow Data Used & Depth Available | 76.574 | 8
4252 | 4537 | 942609 | 10090157 | 194449 | DSECB | East Coast Bays Branch Sewer TS7 | Gravity | Pipe | Buried | OP | PE | None | 2011-04-21 | 2.33 | 2.29 | dwg | NI | Transmission | R0002755 | 2 |  |  | 4 | 900 | [5 empty] | 64573 | NA |  | 74.51 |  | WSL |  | Te Kawerau a Maki,Ngāti Whātua,Ngāti Maru,Ngāti Whātua o Ōrākei,Ngāti Tamaoho,Ngāti Manuhiri,Te Patukirikiri,Ngāti Whanaunga,Ngāti Tamaterā,Ngāti Pāoa,Ngāi Tai ki Tāmaki,Ngāti Hako,Te Ākitai Waiohua | 1.34 | 1 | 1 | 2015 | te puna wai | no | 3 | 3 | 1 | CCTV Available (0-10 Years Old) & Soil Type Not Available | 2.5973 | 3 | 3 | 4 | 1 |  | 1 |  | 5 | 0.83 | 0.10184 | Modelled Flow Data Used & Depth Available | 74.5064 | 4
1934 | 2113 | 17723 | 10001965 | 192983 | DPOTB | PS 31 Otara | Rising | Pipe | Buried | OP | CLS | None | 2004-12-30 |  |  | dwg | SI | Transmission | Legacy | 2 |  |  | 4 | 470 | [5 empty] | 66030 | NA |  | 4 |  | WSL |  | Waikato,Te Kawerau a Maki,Ngāti Maru,Ngāti Tamaoho,Ngāti Whanaunga,Ngāti Tamaterā,Ngāti Pāoa,Ngāi Tai ki Tāmaki,Ngāti Hako,Te Ākitai Waiohua | 1.21 | 1 |  |  |  | no | 1 | 3 | 1 | CCTV NOT Available or Over 30 Years Old & Soil Type Available | 2.597 | 3 | 2 | 4 | 1 |  | 1 | Ocean Intercept | 5 | 0.83 | 0.4 | Diameter Used For Flow Approximation & Depth Available | 3.9981 | 4
2414 | 2625 | 15366 | 10005254 | 194691 | DSEDB | Edendale Branch | Gravity | Pipe | Buried | OP | CONC | None | 1914-06-30 | 31.42 | 30.39 | dwg | OM | Transmission | Legacy | 2 |  |  | 4 | 2300 | [5 empty] | 74719 | NA |  | 234.18 |  | WSL |  | Waikato,Te Kawerau a Maki,Ngāti Whātua,Ngāti Maru,Ngāti Whātua o Ōrākei,Ngāti Tamaoho,Ngāti Tamaterā,Ngāi Tai ki Tāmaki,Ngāti Hako,Te Ākitai Waiohua | 3.91 | 4 | 3 | 2017 | CCTV Footage Review Log South_Latest.xls | no | 5 | 1 | 5 | CCTV Available (0-10 Years Old) & Soil Type Available | 2.5961 | 3 | 2 | 5 | 1 |  | 1 |  | 5 | 0.895 | 0.022968 | Modelled Flow Data Used & Depth Available | 234.182 | 18
2413 | 2624 | 15367 | 10005255 | 194338 | DSEDB | Edendale Branch | Gravity | Pipe | Buried | OP | CONC | None | 1914-06-30 | 31.97 | 31.42 | dwg | OM | Transmission | Legacy | 2 |  |  | 4 | 2300 | [5 empty] | 74720 | NA |  | 141.21 |  | WSL |  | Waikato,Te Kawerau a Maki,Ngāti Whātua,Ngāti Maru,Ngāti Whātua o Ōrākei,Ngāti Tamaoho,Ngāti Tamaterā,Ngāi Tai ki Tāmaki,Ngāti Hako,Te Ākitai Waiohua | 3.91 | 4 | 3 | 2017 | CCTV Footage Review Log South_Latest.xls | no | 5 | 1 | 5 | CCTV Available (0-10 Years Old) & Soil Type Available | 2.5961 | 3 | 2 | 5 | 1 |  | 1 |  | 5 | 0.895 | 0.022949 | Modelled Flow Data Used & Depth Available | 141.2106 | 18
3535 | 3808 | 2558660 | 10088465 | 195645 | DSNTH | North Branch Sewer TS30 | Gravity | Pipe | Buried | OP | CONC | None | 2014-07-31 | 17.61 | 16.13 | 0.1s | NI | Transmission | R0007574 | 2 |  |  | 4 | 825 | [5 empty] | 65186 | NA |  | 109.88 |  | WSL |  | Te Kawerau a Maki,Ngāti Whātua,Ngāti Maru,Ngāti Whātua o Kaipara,Ngāti Whātua o Ōrākei,Ngāti Tamaoho,Ngāti Manuhiri,Te Patukirikiri,Ngāti Whanaunga,Ngāti Tamaterā,Ngāti Pāoa,Ngāi Tai ki Tāmaki,Ngāti Hako,Te Ākitai Waiohua | 1.21 | 1 |  |  |  | no | 1 | 3 | 1 | CCTV NOT Available or Over 30 Years Old & Soil Type Available | 2.5958 | 3 | 3 | 4 | 1 |  | 1 |  | 5 | 0.83 | 0.10031 | Modelled Flow Data Used & Depth Available | 109.8753 | 4
1102 | 1162 | 15255 | 10004508 | 193781 | DSB08 | Branch 8 Mt Albert | Gravity | Pipe | Buried | OP | CONC | None | 1928-06-30 | 33.38 | 33.05 | dwg | OM | Transmission | Legacy | 2 |  |  | 4 | 1950 | [5 empty] | 74232 | NA |  | 169.41 |  | WSL |  | Waikato,Te Kawerau a Maki,Ngāti Whātua,Ngāti Maru,Ngāti Whātua o Ōrākei,Ngāti Tamaoho,Ngāti Tamaterā,Ngāi Tai ki Tāmaki,Ngāti Hako,Te Ākitai Waiohua | 3.31 | 3 | 2 | 2010 | te puna wai | no | 1 | 1 | 5 | CCTV Available (10-20 Years Old) & Soil Type Available | 2.5958 | 3 | 2 | 5 | 1 |  | 1 |  | 5 | 0.895 | 0.020906 | Modelled Flow Data Used & Depth Available | 169.4067 | 14
2087 | 2288 | 15254 | 10004510 | 193538 | DSB08 | Branch 8 Mt Albert | Gravity | Pipe | Buried | OP | CONC | None | 1928-06-30 | 33.51 | 33.38 | dwg | OM | Transmission | Legacy | 2 |  |  | 4 | 1950 | [5 empty] | 74233 | NA |  | 62.11 |  | WSL |  | Waikato,Te Kawerau a Maki,Ngāti Whātua,Ngāti Maru,Ngāti Whātua o Ōrākei,Ngāti Tamaoho,Ngāti Tamaterā,Ngāi Tai ki Tāmaki,Ngāti Hako,Te Ākitai Waiohua | 3.31 | 3 | 2 | 2010 | te puna wai | no | 1 | 1 | 5 | CCTV Available (10-20 Years Old) & Soil Type Available | 2.5958 | 3 | 2 | 5 | 1 |  | 1 |  | 5 | 0.895 | 0.020771 | Modelled Flow Data Used & Depth Available | 62.1128 | 14
2410 | 2621 | 15253 | 10004511 | 193631 | DSB08 | Branch 8 Mt Albert | Gravity | Pipe | Buried | OP | CONC | None | 1928-06-30 | 33.68 | 33.51 | dwg | OM | Transmission | Legacy | 2 |  |  | 4 | 1950 | [5 empty] | 74234 | NA |  | 87.73 |  | WSL |  | Waikato,Te Kawerau a Maki,Ngāti Whātua,Ngāti Maru,Ngāti Whātua o Ōrākei,Ngāti Tamaoho,Ngāti Tamaterā,Ngāi Tai ki Tāmaki,Ngāti Hako,Te Ākitai Waiohua | 3.31 | 3 | 2 | 2010 | te puna wai | no | 1 | 1 | 5 | CCTV Available (10-20 Years Old) & Soil Type Available | 2.5957 | 3 | 2 | 5 | 1 |  | 1 |  | 5 | 0.895 | 0.020588 | Modelled Flow Data Used & Depth Available | 87.7275 | 14
1403 | 1499 | 16919 | 10008495 | 197574 | DSSWN | Swanson Branch | Gravity | Pipe | Bridged | OP | CLS | None | 1965-06-30 | 4.29 | 4.26 | dwg | WI | Transmission | Legacy | 2 |  |  | 4 | 675 | [5 empty] | 77761 | NA |  | 12.79 |  | WSL |  | Te Kawerau a Maki,Ngāti Whātua,Ngāti Whātua o Ōrākei,Ngāti Tamaoho,Ngāti Tamaterā,Te Ākitai Waiohua | 3.03 | 3 | 1 | 2009 | te puna wai | no | 1 | 1 | 5 | CCTV Available (10-20 Years Old) & Soil Type Not Available | 2.5957 | 3 | 2 | 5 | 1 |  | 1 |  | 5 | 0.895 | 0.020465 | Modelled Flow Data Used & Depth Available | 12.7895 | 14
2470 | 2687 | 15252 | 10004512 | 193782 | DSB08 | Branch 8 Mt Albert | Gravity | Pipe | Buried | OP | CONC | None | 1928-06-30 | 35.27 | 35.1 | dwg | OM | Transmission | Legacy | 2 |  |  | 4 | 1950 | [5 empty] | 74235 | NA |  | 83.07 |  | WSL |  | Waikato,Te Kawerau a Maki,Ngāti Whātua,Ngāti Maru,Ngāti Whātua o Ōrākei,Ngāti Tamaoho,Ngāti Tamaterā,Ngāi Tai ki Tāmaki,Ngāti Hako,Te Ākitai Waiohua | 3.31 | 3 | 2 | 2010 | te puna wai | no | 1 | 1 | 5 | CCTV Available (10-20 Years Old) & Soil Type Available | 2.5957 | 3 | 2 | 5 | 1 |  | 1 |  | 5 | 0.895 | 0.02033 | Modelled Flow Data Used & Depth Available | 83.0743 | 14
2468 | 2685 | 15250 | 10004514 | 193539 | DSB08 | Branch 8 Mt Albert | Gravity | Pipe | Tunnelled | OP | CONC | None | 1928-06-30 | 37.13 | 36.88 | dwg | OM | Transmission | Legacy | 2 |  |  | 4 | 1950 | [5 empty] | 74237 | NA |  | 122.7 |  | WSL |  | Waikato,Te Kawerau a Maki,Ngāti Whātua,Ngāti Maru,Ngāti Whātua o Ōrākei,Ngāti Tamaoho,Ngāti Tamaterā,Ngāi Tai ki Tāmaki,Ngāti Hako,Te Ākitai Waiohua | 3.85 | 4 | 2 | 2010 | te puna wai | no | 5 | 1 | 5 | CCTV Available (10-20 Years Old) & Soil Type Available | 2.5956 | 3 | 2 | 5 | 1 |  | 1 |  | 5 | 0.895 | 0.019973 | Modelled Flow Data Used & Depth Available | 122.697 | 18
2469 | 2686 | 15251 | 10004513 | 193394 | DSB08 | Branch 8 Mt Albert | Gravity | Pipe | Buried | OP | CONC | None | 1928-06-30 | 35.45 | 35.27 | dwg | OM | Transmission | Legacy | 2 |  |  | 4 | 1950 | [5 empty] | 74236 | NA |  | 88.36 |  | WSL |  | Waikato,Te Kawerau a Maki,Ngāti Whātua,Ngāti Maru,Ngāti Whātua o Ōrākei,Ngāti Tamaoho,Ngāti Tamaterā,Ngāi Tai ki Tāmaki,Ngāti Hako,Te Ākitai Waiohua | 3.31 | 3 | 2 | 2010 | te puna wai | no | 1 | 1 | 5 | CCTV Available (10-20 Years Old) & Soil Type Available | 2.5956 | 3 | 2 | 5 | 1 |  | 1 |  | 5 | 0.895 | 0.019973 | Modelled Flow Data Used & Depth Available | 88.3562 | 14
2466 | 2683 | 15248 | 10004517 | 193395 | DSB08 | Branch 8 Mt Albert | Gravity | Pipe | Buried | OP | CONC | None | 1928-06-30 | 37.73 | 37.59 | dwg | OM | Transmission | Legacy | 2 |  |  | 4 | 1800 | [5 empty] | 74240 | NA |  | 61.08 |  | WSL |  | Waikato,Te Kawerau a Maki,Ngāti Whātua,Ngāti Maru,Ngāti Whātua o Ōrākei,Ngāti Tamaoho,Ngāti Tamaterā,Ngāi Tai ki Tāmaki,Ngāti Hako,Te Ākitai Waiohua | 3.85 | 4 | 2 | 2010 | te puna wai | no | 5 | 1 | 5 | CCTV Available (10-20 Years Old) & Soil Type Available | 2.5956 | 3 | 2 | 5 | 1 |  | 1 |  | 5 | 0.895 | 0.019606 | Modelled Flow Data Used & Depth Available | 61.0784 | 18
4500 | 4802 | 15261 | 10004516 | 193783 | DSB08 | Branch 8 Mt Albert | Gravity | Pipe | Buried | OP | CONC | None | 1928-06-30 | 37.59 | 37.35 | dwg | OM | Transmission | Legacy | 2 |  |  | 4 | 1950 | [5 empty] | 74239 | NA |  | 42.99 |  | WSL |  | Waikato,Te Kawerau a Maki,Ngāti Whātua,Ngāti Maru,Ngāti Whātua o Ōrākei,Ngāti Tamaoho,Ngāti Tamaterā,Ngāi Tai ki Tāmaki,Ngāti Hako,Te Ākitai Waiohua | 3.85 | 4 | 2 | 2010 | te puna wai | no | 5 | 1 | 5 | CCTV Available (10-20 Years Old) & Soil Type Available | 2.5956 | 3 | 2 | 5 | 1 |  | 1 |  | 5 | 0.895 | 0.019606 | Modelled Flow Data Used & Depth Available | 42.9904 | 18
2467 | 2684 | 15249 | 10004515 | 193638 | DSB08 | Branch 8 Mt Albert | Gravity | Pipe | Tunnelled | OP | CONC | None | 1928-06-30 | 37.35 | 37.13 | dwg | OM | Transmission | Legacy | 2 |  |  | 4 | 1950 | [5 empty] | 74238 | NA |  | 112.1 |  | WSL |  | Waikato,Te Kawerau a Maki,Ngāti Whātua,Ngāti Maru,Ngāti Whātua o Ōrākei,Ngāti Tamaoho,Ngāti Tamaterā,Ngāi Tai ki Tāmaki,Ngāti Hako,Te Ākitai Waiohua | 3.85 | 4 | 2 | 2010 | te puna wai | no | 5 | 1 | 5 | CCTV Available (10-20 Years Old) & Soil Type Available | 2.5956 | 3 | 2 | 5 | 1 |  | 1 |  | 5 | 0.895 | 0.019603 | Modelled Flow Data Used & Depth Available | 112.0981 | 18
1469 | 1569 | 17448 | 10006298 | 195093 | DSMAH | Mahia Branch | Gravity | Pipe | Piered | OP | CONC | None | 1971-06-30 | 5.53 | 5.49 | dwg | SI | Transmission | Legacy | 2 |  |  | 4 | 1200 | [5 empty] | 75693 | NA |  | 9.09 |  | WSL |  | Waikato,Ngāti Maru,Ngāti Tamaoho,Ngāti Whanaunga,Ngāti Tamaterā,Ngāti Pāoa,Ngāi Tai ki Tāmaki,Ngāti Hako,Te Ākitai Waiohua | 2.39 | 2 | 2 | 2016 | te puna wai | no | 5 | 3 | 2 | CCTV Available (0-10 Years Old) & Soil Type Available | 2.5954 | 3 | 2 | 5 | 1 |  | 1 |  | 5 | 0.895 | 0.018326 | Modelled Flow Data Used & Depth Available | 9.0885 | 8
1095 | 1155 | 15246 | 10004519 | 193639 | DSB08 | Branch 8 Mt Albert | Gravity | Pipe | Buried | OP | CONC | None | 1928-06-30 | 38.03 | 37.83 | dwg | OM | Transmission | Legacy | 2 |  |  | 4 | 1800 | [5 empty] | 74242 | NA |  | 100.04 |  | WSL |  | Waikato,Te Kawerau a Maki,Ngāti Whātua,Ngāti Maru,Ngāti Whātua o Ōrākei,Ngāti Tamaoho,Ngāti Tamaterā,Ngāi Tai ki Tāmaki,Ngāti Hako,Te Ākitai Waiohua | 3.85 | 4 | 2 | 2010 | te puna wai | no | 5 | 1 | 5 | CCTV Available (10-20 Years Old) & Soil Type Available | 2.5954 | 3 | 2 | 5 | 1 |  | 1 |  | 5 | 0.895 | 0.018104 | Modelled Flow Data Used & Depth Available | 100.0366 | 18
2465 | 2682 | 15247 | 10004518 | 193540 | DSB08 | Branch 8 Mt Albert | Gravity | Pipe | Tunnelled | OP | CONC | None | 1928-06-30 | 37.83 | 37.73 | dwg | OM | Transmission | Legacy | 2 |  |  | 4 | 1800 | [5 empty] | 74241 | NA |  | 82.86 |  | WSL |  | Waikato,Te Kawerau a Maki,Ngāti Whātua,Ngāti Maru,Ngāti Whātua o Ōrākei,Ngāti Tamaoho,Ngāti Tamaterā,Ngāi Tai ki Tāmaki,Ngāti Hako,Te Ākitai Waiohua | 3.85 | 4 | 2 | 2010 | te puna wai | no | 5 | 1 | 5 | CCTV Available (10-20 Years Old) & Soil Type Available | 2.5954 | 3 | 2 | 5 | 1 |  | 1 |  | 5 | 0.895 | 0.018104 | Modelled Flow Data Used & Depth Available | 82.8604 | 18
2464 | 2681 | 15245 | 10004520 | 193784 | DSB08 | Branch 8 Mt Albert | Gravity | Pipe | Buried | OP | CONC | None | 1928-06-30 | 38.31 | 38.03 | dwg | OM | Transmission | Legacy | 2 |  |  | 4 | 1800 | [5 empty] | 74243 | NA |  | 112.73 |  | WSL |  | Waikato,Te Kawerau a Maki,Ngāti Whātua,Ngāti Maru,Ngāti Whātua o Ōrākei,Ngāti Tamaoho,Ngāti Tamaterā,Ngāi Tai ki Tāmaki,Ngāti Hako,Te Ākitai Waiohua | 4.13 | 4 | 3 | 2010 | te puna wai | no | 5 | 1 | 5 | CCTV Available (10-20 Years Old) & Soil Type Available | 2.5952 | 3 | 2 | 5 | 1 |  | 1 | Aquifer - Western Springs Volcanic Aquifer | 5 | 0.895 | 0.017325 | Modelled Flow Data Used & Depth Available | 112.7313 | 18
4165 | 4447 | 941501 | 10090151 | 194596 | DSECB | East Coast Bays Branch Sewer TS7 | Gravity | Pipe | Buried | OP | PE | None | 2011-03-01 | 0.75 | 0.3 | 0.1s | NI | Transmission | R0002235 | 2 |  |  | 4 | 1000 | [5 empty] | 64567 | NA |  | 74.67 |  | WSL |  | Te Kawerau a Maki,Ngāti Whātua,Ngāti Maru,Ngāti Whātua o Ōrākei,Ngāti Tamaoho,Ngāti Manuhiri,Te Patukirikiri,Ngāti Whanaunga,Ngāti Tamaterā,Ngāti Pāoa,Ngāi Tai ki Tāmaki,Ngāti Hako,Te Ākitai Waiohua | 1 | 1 | 1 | 2016 | te puna wai | no | 1 | 1 | 1 | CCTV Available (0-10 Years Old) & Soil Type Available | 2.5935 | 3 | 3 | 4 | 1 |  | 1 |  | 5 | 0.83 | 0.098009 | Modelled Flow Data Used & Depth Available | 74.6663 | 4
3076 | 3337 | 920836 | 10090045 | 194427 | DSDEV | Devonport Branch Sewer TS1 | Gravity | Pipe | Buried | OP | CONC | None | 1968-01-01 |  |  | dwg | NI | Transmission | Legacy | 2 |  |  | 4 | 550 | [5 empty] | 64485 | NA |  | 100.66 |  | WSL |  | Te Kawerau a Maki,Ngāti Whātua,Ngāti Maru,Ngāti Whātua o Ōrākei,Ngāti Tamaoho,Te Patukirikiri,Ngāti Whanaunga,Ngāti Tamaterā,Ngāti Pāoa,Ngāi Tai ki Tāmaki,Ngāti Hako,Te Ākitai Waiohua | 3 | 3 | 3 | 2016 | te puna wai | yes | 3 | 3 | 2 | CCTV Available (0-10 Years Old) & Soil Type Available | 2.5926 | 3 | 2 | 2 | 2 | Public Park & Sports Area | 1 |  | 1.5 | 0.89 | 0.045942 | Modelled Flow Data Used & Depth Available | 100.6619 | 14
3921 | 4199 | 920843 | 10090046 | 194099 | DSDEV | Devonport Branch Sewer TS1 | Gravity | Pipe | Buried | OP | CONC | None | 1968-01-01 |  |  | dwg | NI | Transmission | Legacy | 2 |  |  | 4 | 550 | [5 empty] | 64486 | NA |  | 73.89 |  | WSL |  | Te Kawerau a Maki,Ngāti Whātua,Ngāti Maru,Ngāti Whātua o Ōrākei,Ngāti Tamaoho,Te Patukirikiri,Ngāti Whanaunga,Ngāti Tamaterā,Ngāti Pāoa,Ngāi Tai ki Tāmaki,Ngāti Hako,Te Ākitai Waiohua | 3 | 3 | 3 | 2016 | te puna wai | yes | 3 | 3 | 2 | CCTV Available (0-10 Years Old) & Soil Type Available | 2.5926 | 3 | 2 | 2 | 2 | Public Park & Sports Area | 1 |  | 1.5 | 0.89 | 0.045942 | Modelled Flow Data Used & Depth Available | 73.8912 | 14
2190 | 2400 | 15275 | 10004479 | 193762 | DSB08 | Branch 8 Mt Albert | Gravity | Pipe | Bridged | OP | CONC | None | 1920-06-30 | 12.19 | 12.17 | dwg | OM | Transmission | Legacy | 2 |  |  | 4 | 600 | [5 empty] | 74202 | NA |  | 6.01 |  | WSL |  | Te Kawerau a Maki,Ngāti Whātua,Ngāti Maru,Ngāti Whātua o Ōrākei,Ngāti Tamaoho,Ngāti Tamaterā,Ngāi Tai ki Tāmaki,Ngāti Hako,Te Ākitai Waiohua | 3.59 | 4 | 3 | 2010 | te puna wai | no | 1 | 1 | 5 | CCTV Available (10-20 Years Old) & Soil Type Not Available | 2.5925 | 3 | 1 | 5 | 1 |  | 1 | Aquifer - Western Springs Volcanic Aquifer | 5 | 0.895 | 0 | Modelled Flow Data Used & Depth Available | 6.0067 | 18
4122 | 4404 | 941503 | 10090150 | 194137 | DSECB | East Coast Bays Branch Sewer TS7 | Gravity | Pipe | Buried | OP | PE | None | 2011-03-01 | 0.28 | -0.16 | 0.1s | NI | Transmission | R0002235 | 2 |  |  | 4 | 1000 | [5 empty] | 64566 | NA |  | 80.05 |  | WSL |  | Te Kawerau a Maki,Ngāti Whātua,Ngāti Maru,Ngāti Whātua o Ōrākei,Ngāti Tamaoho,Ngāti Manuhiri,Te Patukirikiri,Ngāti Whanaunga,Ngāti Tamaterā,Ngāti Pāoa,Ngāi Tai ki Tāmaki,Ngāti Hako,Te Ākitai Waiohua | 2 | 2 | 2 | 2016 | te puna wai | no | 5 | 1 | 1 | CCTV Available (0-10 Years Old) & Soil Type Available | 2.592 | 3 | 3 | 4 | 1 |  | 1 |  | 5 | 0.83 | 0.096478 | Modelled Flow Data Used & Depth Available | 80.0546 | 8
4227 | 4512 | 942610 | 10090156 | 194322 | DSECB | East Coast Bays Branch Sewer TS7 | Gravity | Pipe | Buried | OP | PE | None | 2011-04-21 | 2.29 | 2.23 | dwg | NI | Transmission | R0002755 | 2 |  |  | 4 | 900 | [5 empty] | 64572 | NA |  | 38.21 |  | WSL |  | Te Kawerau a Maki,Ngāti Whātua,Ngāti Maru,Ngāti Whātua o Ōrākei,Ngāti Tamaoho,Ngāti Manuhiri,Te Patukirikiri,Ngāti Whanaunga,Ngāti Tamaterā,Ngāti Pāoa,Ngāi Tai ki Tāmaki,Ngāti Hako,Te Ākitai Waiohua | 1.34 | 1 | 1 | 2015 | te puna wai | no | 3 | 3 | 1 | CCTV Available (0-10 Years Old) & Soil Type Not Available | 2.592 | 3 | 3 | 4 | 1 |  | 1 |  | 5 | 0.83 | 0.096478 | Modelled Flow Data Used & Depth Available | 38.2091 | 4
4139 | 4421 | 941504 | 10090149 | 194447 | DSECB | East Coast Bays Branch Sewer TS7 | Gravity | Pipe | Buried | OP | PE | None | 2011-03-01 | -0.16 | -0.29 | 0.1s | NI | Transmission | R0002235 | 2 |  |  | 4 | 1000 | [5 empty] | 64565 | NA |  | 38.14 |  | WSL |  | Te Kawerau a Maki,Ngāti Whātua,Ngāti Maru,Ngāti Whātua o Ōrākei,Ngāti Tamaoho,Ngāti Manuhiri,Te Patukirikiri,Ngāti Whanaunga,Ngāti Tamaterā,Ngāti Pāoa,Ngāi Tai ki Tāmaki,Ngāti Hako,Te Ākitai Waiohua | 2 | 2 | 2 | 2016 | te puna wai | no | 5 | 1 | 1 | CCTV Available (0-10 Years Old) & Soil Type Available | 2.5912 | 3 | 3 | 4 | 1 |  | 1 | Place Of Historic Heritage - War Memorial | 5 | 0.83 | 0.095712 | Modelled Flow Data Used & Depth Available | 38.138 | 8
4488 | 4785 | 4561164 | 2 | 1 | DSCTB | Castor Bay Branch Sewer TS7A | Rising | Pipe | Buried | OP | CLS | 0 | 2019-12-01 |  |  | appr | NI | Transmission | DU0001797 | 2 |  |  | 4 | 225 | [5 empty] | 64442 | NA |  | 808.5 |  | WSL |  | Te Kawerau a Maki,Ngāti Whātua,Ngāti Maru,Ngāti Whātua o Ōrākei,Ngāti Tamaoho,Ngāti Manuhiri,Te Patukirikiri,Ngāti Whanaunga,Ngāti Tamaterā,Ngāti Pāoa,Ngāi Tai ki Tāmaki,Ngāti Hako,Te Ākitai Waiohua | 1.76 | 2 |  |  |  | no | 5 | 1 | 1 | CCTV NOT Available or Over 30 Years Old & Soil Type Available | 2.588 | 3 | 1 | 4 | 1 |  | 4 | NZ River Lines | 1.5 | 0.99 | 0.2 | Diameter Used For Flow Approximation & Depth Available | 808.502 | 8
3306 | 3573 | 927363 | 10089996 | 194418 | DSCTB | Castor Bay Branch Sewer TS7A | Rising | Pipe | Buried | OP | CLS | None | 1962-01-01 |  |  | dwg | NI | Transmission | Legacy | 2 |  |  | 4 | 225 |  |  |  |  | CONS | 64442 | NA |  | 807.88 |  | WSL |  | Te Kawerau a Maki,Ngāti Whātua,Ngāti Maru,Ngāti Whātua o Ōrākei,Ngāti Tamaoho,Ngāti Manuhiri,Te Patukirikiri,Ngāti Whanaunga,Ngāti Tamaterā,Ngāti Pāoa,Ngāi Tai ki Tāmaki,Ngāti Hako,Te Ākitai Waiohua | 4.58 | 5 |  |  |  | no | 5 | 1 | 5 | CCTV NOT Available or Over 30 Years Old & Soil Type Available | 2.588 | 3 | 1 | 4 | 1 |  | 4 | NZ River Lines | 1.5 | 0.99 | 0.2 | Diameter Used For Flow Approximation & Depth Available | 807.8822 | 22
1982 | 2169 | 17770 | 10007794 | 196634 | DSPPW | Papatoetoe West Branch | Rising | Pipe | Buried | OP | CONC | None | 1960-06-30 |  |  | dwg | SI | Transmission | Legacy | 2 |  |  | 4 | 280 | [5 empty] | 77070 | NA |  | 286.34 |  | WSL |  | Waikato,Te Kawerau a Maki,Ngāti Maru,Ngāti Tamaoho,Ngāti Tamaterā,Ngāi Tai ki Tāmaki,Ngāti Hako,Te Ākitai Waiohua | 3.38 | 3 |  |  |  | no | 5 | 3 | 3 | CCTV NOT Available or Over 30 Years Old & Soil Type Available | 2.588 | 3 | 1 | 4 | 1 |  | 4 | NZ River Lines | 1.5 | 0.99 | 0.2 | Diameter Used For Flow Approximation & Depth Available | 286.341 | 14
2529 | 2749 | 15033 | 10005577 | 194469 | DSGLD | Glendowie Branch | Siphon | Pipe | Exposed | OP | CLS | None | 1966-06-30 | 0 | 0 | dwg | EI | Transmission | GP06021 | 2 |  |  | 4 | 390 | [5 empty] | 75036 | NA |  | 39.77 |  | WSL |  | Waikato,Te Kawerau a Maki,Ngāti Whātua,Ngāti Maru,Ngāti Whātua o Ōrākei,Ngāti Tamaoho,Te Patukirikiri,Ngāti Whanaunga,Ngāti Tamaterā,Ngāti Pāoa,Ngāi Tai ki Tāmaki,Ngāti Hako,Te Ākitai Waiohua | 4.21 | 4 | 2 | 2002 | te puna wai | no | 5 | 1 | 5 | CCTV Available (20-30 Years Old) & Soil Type Available | 2.588 | 3 | 1 | 4 | 1 |  | 4 | Significant Ecological Area - SEA_T_3140, NZ River Lines | 1.5 | 0.99 | 0.2 | Diameter Used For Flow Approximation & Depth Available | 39.7708 | 18
566 | 589 | 15842 | 10099275 | 196749 | DSSIN | Southern Interceptor | Siphon | Pipe | Buried | OP | CLS | None | 1964-06-30 | 13.38 | 12.77 | dwg | SI | Transmission | Legacy | 1 |  |  | 4 | 375 | [5 empty] | 77282 | NA |  | 27.33 |  | WSL |  | Waikato,Te Kawerau a Maki,Ngāti Maru,Ngāti Tamaoho,Ngāti Whanaunga,Ngāti Tamaterā,Ngāi Tai ki Tāmaki,Ngāti Hako,Te Ākitai Waiohua | 4.58 | 5 |  |  |  | no | 5 | 1 | 5 | CCTV NOT Available or Over 30 Years Old & Soil Type Available | 2.588 | 3 | 1 | 4 | 1 |  | 4 | NZ River Lines | 1.5 | 0.99 | 0.2 | Diameter Used For Flow Approximation & Depth Available | 27.3328 | 22 | Priority
3342 | 3610 | 925789 | 10090128 | 194315 | DSECB | East Coast Bays Branch Sewer TS7 | Siphon | Pipe | Buried | OP | CLS | None | 1965-01-01 |  |  | dwg | NI | Transmission | Legacy | 2 |  |  | 4 | 315 | [5 empty] | 64543 | NA |  | 20.35 |  | WSL |  | Te Kawerau a Maki,Ngāti Whātua,Ngāti Maru,Ngāti Whātua o Ōrākei,Ngāti Tamaoho,Ngāti Manuhiri,Te Patukirikiri,Ngāti Whanaunga,Ngāti Tamaterā,Ngāti Pāoa,Ngāi Tai ki Tāmaki,Ngāti Hako,Te Ākitai Waiohua | 4.58 | 5 |  |  |  | no | 5 | 1 | 5 | CCTV NOT Available or Over 30 Years Old & Soil Type Available | 2.588 | 3 | 1 | 4 | 1 |  | 4 | NZ River Lines | 1.5 | 0.99 | 0.2 | Diameter Used For Flow Approximation & Depth Available | 20.3547 | 22
1418 | 1515 | 15609 | 10099241 | 194198 | DSEDC | Edgars Creek Branch | Rising | Pipe | Buried | OP | AC | None | 1979-06-30 | 0.5 | 0.7 | dwg | OM | Transmission | Legacy | 2 |  |  | 4 | 150 | [5 empty] | 74785 | NA |  | 107.71 |  | WSL |  | Te Kawerau a Maki,Ngāti Whātua,Ngāti Maru,Ngāti Whātua o Ōrākei,Ngāti Tamaoho,Ngāti Tamaterā,Ngāi Tai ki Tāmaki,Ngāti Hako,Te Ākitai Waiohua | 2.51 | 3 |  |  |  | no | 3 | 5 | 2 | CCTV NOT Available or Over 30 Years Old & Soil Type Available | 2.588 | 3 | 1 | 4 | 1 |  | 4 | Mana Whenua - Ōpoutūkeha, NZ River Lines | 1.5 | 0.99 | 0.2 | Diameter Used For Flow Approximation & Depth Available | 107.7129 | 14
140 | 146 | 16186 | 10006091 | 195477 | DSHIN | Howick Interceptor | Rising | Pipe | Buried | OP | CLS | None | 1964-06-30 |  | 25.1 | dwg | HI | Transmission | Legacy | 1 |  |  | 4 | 310 | [5 empty] | 75509 | NA |  | 639.89 |  | WSL |  | Waikato,Ngāti Maru,Ngāti Tamaoho,Te Patukirikiri,Ngāti Whanaunga,Ngāti Tamaterā,Ngāti Pāoa,Ngāi Tai ki Tāmaki,Ngāti Hako,Te Ākitai Waiohua | 3.56 | 4 | 2 | 2002 | te puna wai | no | 1 | 1 | 5 | CCTV Available (20-30 Years Old) & Soil Type Available | 2.588 | 3 | 1 | 4 | 1 | Safe Swim Beach | 4 | NZ River Lines | 1.5 | 0.99 | 0.2 | Diameter Used For Flow Approximation & Depth Available | 639.8948 | 18
4343 | 4633 | 32194 | 10095835 | 195929 | DSMSN | Massey North Branch | Rising | Pipe | Buried | OP | PE | None | 2014-07-07 | 17.05 |  | dwg | WI | Transmission | T0000828 | 2 |  |  | 4 | 355 | ASBUILT | ASBUILT | ASBUILT | ASBUILT | CONS | 75951 | NA |  | 155.87 | ASBUILT | WSL |  | Te Kawerau a Maki,Ngāti Whātua,Ngāti Maru,Ngāti Whātua o Kaipara,Ngāti Whātua o Ōrākei,Ngāti Tamaoho,Ngāti Manuhiri,Ngāti Tamaterā,Ngāti Hako,Te Ākitai Waiohua | 1.21 | 1 |  |  |  | no | 1 | 3 | 1 | CCTV NOT Available or Over 30 Years Old & Soil Type Available | 2.588 | 3 | 1 | 4 | 1 |  | 4 | NZ River Lines | 1.5 | 0.99 | 0.2 | Diameter Used For Flow Approximation & Depth Available | 155.8747 | 4
3477 | 3750 | 933379 | 10087832 | 195277 | DSGNH | Greenhithe Branch Sewer TS22 | Siphon | Pipe | Buried | OP | PE | None | 2003-11-01 | 58.56 | 46.91 | dwg | NI | Transmission | Legacy | 2 |  |  | 4 | 250 | [5 empty] | 64767 | NA |  | 104.15 |  | WSL |  | Te Kawerau a Maki,Ngāti Whātua,Ngāti Maru,Ngāti Whātua o Kaipara,Ngāti Whātua o Ōrākei,Ngāti Tamaoho,Ngāti Manuhiri,Ngāti Whanaunga,Ngāti Tamaterā,Ngāti Pāoa,Ngāi Tai ki Tāmaki,Ngāti Hako,Te Ākitai Waiohua | 1 | 1 |  |  |  | no | 1 | 1 | 1 | CCTV NOT Available or Over 30 Years Old & Soil Type Available | 2.588 | 3 | 1 | 4 | 1 |  | 4 | NZ River Lines | 1.5 | 0.99 | 0.2 | Diameter Used For Flow Approximation & Depth Available | 104.147 | 4
3472 | 3745 | 933380 | 10087833 | 194751 | DSGNH | Greenhithe Branch Sewer TS22 | Siphon | Pipe | Buried | OP | PE | None | 2003-11-01 |  |  | dwg | NI | Transmission | Legacy | 2 |  |  | 4 | 310 | [5 empty] | 64768 | NA |  | 102.43 |  | WSL |  | Te Kawerau a Maki,Ngāti Whātua,Ngāti Maru,Ngāti Whātua o Kaipara,Ngāti Whātua o Ōrākei,Ngāti Tamaoho,Ngāti Manuhiri,Ngāti Whanaunga,Ngāti Tamaterā,Ngāti Pāoa,Ngāi Tai ki Tāmaki,Ngāti Hako,Te Ākitai Waiohua | 1 | 1 |  |  |  | no | 1 | 1 | 1 | CCTV NOT Available or Over 30 Years Old & Soil Type Available | 2.588 | 3 | 1 | 4 | 1 |  | 4 | NZ River Lines | 1.5 | 0.99 | 0.2 | Diameter Used For Flow Approximation & Depth Available | 102.4276 | 4
958 | 1012 | 17270 | 10004798 | 193853 | DSB3C | Branch 3C Khyber Pass | Gravity | Pipe | Buried | OP | BRICK | None | 1927-06-30 | 24.81 | 24.73 | dwg | OM | Transmission | Legacy | 2 |  |  | 4 | 1500 | [5 empty] | 74398 | NA |  | 12.62 |  | WSL |  | Waikato,Te Kawerau a Maki,Ngāti Whātua,Ngāti Maru,Ngāti Whātua o Ōrākei,Ngāti Tamaoho,Te Patukirikiri,Ngāti Tamaterā,Ngāti Pāoa,Ngāi Tai ki Tāmaki,Ngāti Hako,Te Ākitai Waiohua | 2.57 | 3 | 2 | 2007 | te puna wai | no | 3 | 1 | 3 | CCTV Available (10-20 Years Old) & Soil Type Available | 2.5875 | 3 | 1 | 5 | 1 |  | 1 |  | 5 | 0.895 | 0.0084101 | Modelled Flow Data Used & Depth Available | 12.6215 | 14
1079 | 1139 | 17059 | 10005283 | 194344 | DSEDB | Edendale Branch | Gravity | Pipe | Buried | OP | CONC | None | 1914-06-30 | 54.08 | 53.62 | dwg | OM | Transmission | Legacy | 2 |  |  | 4 | 1350 | [5 empty] | 74748 | NA |  | 46 |  | WSL |  | Waikato,Te Kawerau a Maki,Ngāti Whātua,Ngāti Maru,Ngāti Whātua o Ōrākei,Ngāti Tamaoho,Ngāti Tamaterā,Ngāi Tai ki Tāmaki,Ngāti Hako,Te Ākitai Waiohua | 3.05 | 3 | 2 | 2017 | CCTV Footage Review Log South_Latest.xls | no | 1 | 1 | 5 | CCTV Available (0-10 Years Old) & Soil Type Available | 2.5859 | 3 | 1 | 5 | 1 |  | 1 | Aquifer - Western Springs Volcanic Aquifer | 5 | 0.895 | 0.011126 | Modelled Flow Data Used & Depth Available | 45.9962 | 14
2010 | 2197 | 17056 | 10005284 | 194852 | DSEDB | Edendale Branch | Gravity | Pipe | Buried | OP | CONC | None | 1914-06-30 | 54.79 | 54.08 | dwg | OM | Transmission | Legacy | 2 |  |  | 4 | 1200 | [5 empty] | 74749 | NA |  | 61.26 |  | WSL |  | Waikato,Te Kawerau a Maki,Ngāti Whātua,Ngāti Maru,Ngāti Whātua o Ōrākei,Ngāti Tamaoho,Ngāti Tamaterā,Ngāi Tai ki Tāmaki,Ngāti Hako,Te Ākitai Waiohua | 3.05 | 3 | 2 | 2017 | CCTV Footage Review Log South_Latest.xls | yes | 1 | 1 | 5 | CCTV Available (0-10 Years Old) & Soil Type Available | 2.5859 | 3 | 1 | 5 | 1 |  | 1 | Aquifer - Western Springs Volcanic Aquifer | 5 | 0.895 | 0.011129 | Modelled Flow Data Used & Depth Available | 61.2604 | 14
2400 | 2611 | 17058 | 10005282 | 194697 | DSEDB | Edendale Branch | Gravity | Pipe | Buried | OP | CONC | None | 1914-06-30 | 53.62 | 52.25 | dwg | OM | Transmission | Legacy | 2 |  |  | 4 | 1350 | [5 empty] | 74747 | NA |  | 183.03 |  | WSL |  | Waikato,Te Kawerau a Maki,Ngāti Whātua,Ngāti Maru,Ngāti Whātua o Ōrākei,Ngāti Tamaoho,Ngāti Tamaterā,Ngāi Tai ki Tāmaki,Ngāti Hako,Te Ākitai Waiohua | 3.05 | 3 | 2 | 2017 | CCTV Footage Review Log South_Latest.xls | yes | 1 | 1 | 5 | CCTV Available (0-10 Years Old) & Soil Type Available | 2.5857 | 3 | 1 | 5 | 1 |  | 1 | Aquifer - Western Springs Volcanic Aquifer | 5 | 0.895 | 0.011505 | Modelled Flow Data Used & Depth Available | 183.0337 | 14
1165 | 1233 | 15398 | 10005281 | 194185 | DSEDB | Edendale Branch | Gravity | Pipe | Buried | OP | CONC | None | 1914-06-30 | 49.82 | 49.09 | dwg | OM | Transmission | Legacy | 2 |  |  | 4 | 1200 | [5 empty] | 74746 | NA |  | 47.12 |  | WSL |  | Waikato,Te Kawerau a Maki,Ngāti Whātua,Ngāti Maru,Ngāti Whātua o Ōrākei,Ngāti Tamaoho,Ngāti Tamaterā,Ngāi Tai ki Tāmaki,Ngāti Hako,Te Ākitai Waiohua | 3.47 | 3 | 3 | 2017 | CCTV Footage Review Log South_Latest.xls | no | 1 | 1 | 5 | CCTV Available (0-10 Years Old) & Soil Type Available | 2.5853 | 3 | 1 | 5 | 1 |  | 1 | Aquifer - Western Springs Volcanic Aquifer | 5 | 0.895 | 0.012094 | Modelled Flow Data Used & Depth Available | 47.1228 | 14
2729 | 2967 | 28633 | 10008596 | 197067 | DSTAK | Takanini Branch | Gravity | Pipe | Bridged | OP | MS | None | 2007-08-01 | 2.76 | 2.7 | 0.1s | SI | Transmission | DC07053 | 2 |  |  | 4 | 500 | [5 empty] | 77822 | NA |  | 15.71 |  | WSL |  | Ngāti Pāoa,Te Ākitai Waiohua | 3 | 3 | 3 | 2007 | te puna wai | no | 1 | 1 | 1 | CCTV Available (10-20 Years Old) & Soil Type Not Available | 2.584 | 3 | 1 | 5 | 1 |  | 1 | Ocean Intercept | 5 | 0.895 | 0.014295 | Modelled Flow Data Used & Depth Available | 15.7122 | 14
3772 | 4047 | 918697 | 10088172 | 195346 | DSMFB | Milford Beach Branch Sewer TS6C | Gravity | Pipe | Buried | OP | CONC | None | 1940-01-01 |  |  | dwg | NI | Transmission | Legacy | 2 |  |  | 4 | 1800 | [5 empty] | 65006 | NA |  | 51.61 |  | WSL |  | Te Kawerau a Maki,Ngāti Whātua,Ngāti Maru,Ngāti Whātua o Ōrākei,Ngāti Tamaoho,Ngāti Manuhiri,Te Patukirikiri,Ngāti Whanaunga,Ngāti Tamaterā,Ngāti Pāoa,Ngāi Tai ki Tāmaki,Ngāti Hako,Te Ākitai Waiohua | 3.71 | 4 |  |  |  | no | 3 | 3 | 4 | CCTV NOT Available or Over 30 Years Old & Soil Type Available | 2.5839 | 3 | 1 | 5 | 1 | Safe Swim Beach | 1 | Ocean Intercept, Significant Ecological Area - SEA-M1-62 | 5 | 0.895 | 0.014548 | Modelled Flow Data Used & Depth Available | 51.6056 | 18
4487 | 4784 | 4549160 | 10107610 | 196777 | DSPPE | Papatoetoe North East Branch | Gravity | Pipe | Bridged | OP | CLS | None | 2018-03-18 | 2.09 | 1.98 | dwg | SI | Transmission | T0001320 | 2 |  |  | 4 | 587 | [5 empty] | 77030 | NA |  | 26.96 |  | WSL |  | Te Kawerau a Maki | 1 | 1 | 1 | 2018 | te puna wai | no | 1 | 1 | 1 | CCTV Available (0-10 Years Old) & Soil Type Not Available | 2.5835 | 3 | 1 | 5 | 1 |  | 1 | Ocean Intercept, Significant Ecological Area - SEA_T_4345 | 5 | 0.895 | 0.015163 | Modelled Flow Data Used & Depth Available | 26.9621 | 4
3020 | 3281 | 2570141 | 10087786 | 194742 | DSGLW | Glenfield West Branch Sewer TS14D | Gravity | Pipe | Bridged | OP | CLS | None | 2013-07-16 |  |  | 0.1s | NI | Transmission | R0004399 | 2 |  |  | 4 | 315 | [5 empty] | 64723 | NA |  | 53.74 |  | WSL |  | Te Kawerau a Maki,Ngāti Whātua,Ngāti Maru,Ngāti Whātua o Ōrākei,Ngāti Tamaoho,Ngāti Manuhiri,Ngāti Whanaunga,Ngāti Tamaterā,Ngāti Pāoa,Ngāi Tai ki Tāmaki,Ngāti Hako,Te Ākitai Waiohua | 1 | 1 | 1 | 2016 | te puna wai | no | 1 | 1 | 1 | CCTV Available (0-10 Years Old) & Soil Type Not Available | 2.5821 | 3 | 1 | 5 | 1 |  | 1 | Ocean Intercept, Significant Ecological Area - SEA_T_8429 | 5 | 0.895 | 0.017611 | Modelled Flow Data Used & Depth Available | 53.7438 | 4
3638 | 3912 | 937110 | 10089697 | 193814 | DSBKD | Birkdale Branch Sewer TS14 | Gravity | Pipe | Buried | OP | CONC | None | 1962-01-01 |  |  | dwg | NI | Transmission | Legacy | 2 |  |  | 4 | 300 | [5 empty] | 64285 | NA |  | 103.08 |  | WSL |  | Te Kawerau a Maki,Ngāti Whātua,Ngāti Maru,Ngāti Whātua o Ōrākei,Ngāti Tamaoho,Ngāti Manuhiri,Ngāti Whanaunga,Ngāti Tamaterā,Ngāti Pāoa,Ngāi Tai ki Tāmaki,Ngāti Hako,Te Ākitai Waiohua | 3.17 | 3 |  |  |  | no | 5 | 1 | 3 | CCTV NOT Available or Over 30 Years Old & Soil Type Available | 2.576 | 3 | 1 | 1 | 2.5 | Property Parcels | 1 |  | 1.5 | 0.98 | 0.2 | Diameter Used For Flow Approximation & Depth Available | 103.0815 | 14
2329 | 2540 | 16947 | 10099308 | 197841 | DSWSL | Westlynn Branch | Gravity | Pipe | Buried | OP | CLS | None | 1992-11-30 |  |  | dwg | WI | Transmission | Legacy | 2 |  |  | 4 | 250 | [5 empty] | 78645 | NA |  | 35.03 |  | WSL |  | Waikato,Te Kawerau a Maki,Ngāti Whātua,Ngāti Whātua o Ōrākei,Ngāti Tamaoho,Ngāti Tamaterā,Te Ākitai Waiohua | 2.67 | 3 |  |  |  | no | 5 | 3 | 2 | CCTV NOT Available or Over 30 Years Old & Soil Type Available | 2.576 | 3 | 1 | 1 | 2.5 | Property Parcels | 1 |  | 1.5 | 0.98 | 0.2 | Diameter Used For Flow Approximation & Depth Available | 35.0291 | 14
2919 | 3177 | 2538823 | 10080698 | 196845 | DSSWN | Swanson Branch | Gravity | Pipe | Buried | OP | PVC-U | None | 2012-10-03 |  |  | 0.1s | WI | Transmission | T0000421A | 2 |  |  | 4 | 100 | [5 empty] | 77696 | NA |  | 34.99 |  | WSL |  | Te Kawerau a Maki,Ngāti Whātua,Ngāti Whātua o Ōrākei,Ngāti Tamaoho,Ngāti Tamaterā,Te Ākitai Waiohua | 1.76 | 2 |  |  |  | no | 5 | 1 | 1 | CCTV NOT Available or Over 30 Years Old & Soil Type Available | 2.576 | 3 | 1 | 1 | 2.5 | Property Parcels, Building Outlines | 1 |  | 1.5 | 0.98 | 0.2 | Diameter Used For Flow Approximation & Depth Available | 34.9908 | 8
4293 | 4580 | 2603217 | 10080648 | 197168 | DSSWN | Swanson Branch | Gravity | Pipe | Buried | OP | PE | None | 2012-10-03 |  |  | 0.1s | WI | Transmission | T0000421 | 2 |  |  | 4 | 144 | [5 empty] | 77682 | NA |  | 30.99 |  | WSL |  | Te Kawerau a Maki,Ngāti Whātua,Ngāti Whātua o Ōrākei,Ngāti Tamaoho,Ngāti Tamaterā,Te Ākitai Waiohua | 1.76 | 2 |  |  |  | no | 5 | 1 | 1 | CCTV NOT Available or Over 30 Years Old & Soil Type Available | 2.576 | 3 | 1 | 1 | 2.5 | Property Parcels, Building Outlines | 1 |  | 1.5 | 0.98 | 0.2 | Diameter Used For Flow Approximation & Depth Available | 30.986 | 8
4081 | 4361 | 929095 | 10088850 | 197738 | DSTPF | Takapuna Foreshore Branch Sewer TS6B | Gravity | Pipe | Buried | OP | CONC | RIBLO | 1940-01-01 |  |  | dwg | NI | Transmission | Legacy | 2 |  |  | 4 | 300 | [5 empty] | 65426 | NA |  | 25.35 |  | WSL |  | Te Kawerau a Maki,Ngāti Whātua,Ngāti Maru,Ngāti Whātua o Ōrākei,Ngāti Tamaoho,Te Patukirikiri,Ngāti Whanaunga,Ngāti Tamaterā,Ngāti Pāoa,Ngāi Tai ki Tāmaki,Ngāti Hako,Te Ākitai Waiohua | 3 | 3 | 3 | 2015 | te puna wai | no | 5 | 1 | 1 | CCTV Available (0-10 Years Old) & Soil Type Available | 2.576 | 3 | 1 | 1 | 2.5 | Property Parcels | 1 |  | 1.5 | 0.98 | 0.2 | Diameter Used For Flow Approximation & Depth Available | 25.3537 | 14
3675 | 3950 | 906251 | 10088667 | 196555 | DSSBE | Sunnybrae Branch Sewer TS17 | Gravity | Pipe | Buried | OP | CONC | None | 1961-01-01 |  |  | dwg | NI | Transmission | Legacy | 2 |  |  | 4 | 381 | [5 empty] | 65287 | NA |  | 15.95 |  | WSL |  | Te Kawerau a Maki,Ngāti Whātua,Ngāti Maru,Ngāti Whātua o Ōrākei,Ngāti Tamaoho,Ngāti Manuhiri,Te Patukirikiri,Ngāti Whanaunga,Ngāti Tamaterā,Ngāti Pāoa,Ngāi Tai ki Tāmaki,Ngāti Hako,Te Ākitai Waiohua | 3.17 | 3 |  |  |  | no | 5 | 1 | 3 | CCTV NOT Available or Over 30 Years Old & Soil Type Available | 2.576 | 3 | 1 | 1 | 2.5 | Property Parcels | 1 |  | 1.5 | 0.98 | 0.2 | Diameter Used For Flow Approximation & Depth Available | 15.9543 | 14
4149 | 4431 | 930531 | 10088678 | 197009 | DSSBE | Sunnybrae Branch Sewer TS17 | Gravity | Pipe | Buried | OP | CONC | None | 1961-01-01 |  |  | dwg | NI | Transmission | Legacy | 2 |  |  | 4 | 300 | [5 empty] | 65298 | NA |  | 15.94 |  | WSL |  | Te Kawerau a Maki,Ngāti Whātua,Ngāti Maru,Ngāti Whātua o Ōrākei,Ngāti Tamaoho,Ngāti Manuhiri,Te Patukirikiri,Ngāti Whanaunga,Ngāti Tamaterā,Ngāti Pāoa,Ngāi Tai ki Tāmaki,Ngāti Hako,Te Ākitai Waiohua | 3.38 | 3 |  |  |  | no | 5 | 3 | 3 | CCTV NOT Available or Over 30 Years Old & Soil Type Available | 2.576 | 3 | 1 | 1 | 2.5 | Property Parcels | 1 |  | 1.5 | 0.98 | 0.2 | Diameter Used For Flow Approximation & Depth Available | 15.942 | 14
2915 | 3173 | 2538806 | 10080631 | 196991 | DSSWN | Swanson Branch | Gravity | Pipe | Buried | OP | PE | None | 2012-10-03 |  |  | 0.1s | WI | Transmission | T0000421 | 2 |  |  | 4 | 80 | [5 empty] | 77669 | NA |  | 12.14 |  | WSL |  | Te Kawerau a Maki,Ngāti Whātua,Ngāti Whātua o Ōrākei,Ngāti Tamaoho,Ngāti Tamaterā,Te Ākitai Waiohua | 1.76 | 2 |  |  |  | no | 5 | 1 | 1 | CCTV NOT Available or Over 30 Years Old & Soil Type Available | 2.576 | 3 | 1 | 1 | 2.5 | Property Parcels | 1 |  | 1.5 | 0.98 | 0.2 | Diameter Used For Flow Approximation & Depth Available | 12.1371 | 8
2923 | 3181 | 2538801 | 10080700 | 196846 | DSSWN | Swanson Branch | Gravity | Pipe | Buried | OP | PVC-U | None | 2012-10-03 |  |  | 0.1s | WI | Transmission | T0000421A | 2 |  |  | 4 | 150 | [5 empty] | 77698 | NA |  | 11.33 |  | WSL |  | Te Kawerau a Maki,Ngāti Whātua,Ngāti Whātua o Ōrākei,Ngāti Tamaoho,Ngāti Tamaterā,Te Ākitai Waiohua | 1.76 | 2 |  |  |  | no | 5 | 1 | 1 | CCTV NOT Available or Over 30 Years Old & Soil Type Available | 2.576 | 3 | 1 | 1 | 2.5 | Property Parcels | 1 |  | 1.5 | 0.98 | 0.2 | Diameter Used For Flow Approximation & Depth Available | 11.3285 | 8
3328 | 3595 | 920044 | 10089705 | 193816 | DSBKD | Birkdale Branch Sewer TS14 | Gravity | Pipe | Buried | OP | CONC | None | 1962-01-01 |  |  | dwg | NI | Transmission | Legacy | 2 |  |  | 4 | 300 | [5 empty] | 64293 | NA |  | 9.59 |  | WSL |  | Te Kawerau a Maki,Ngāti Whātua,Ngāti Maru,Ngāti Whātua o Ōrākei,Ngāti Tamaoho,Ngāti Manuhiri,Ngāti Whanaunga,Ngāti Tamaterā,Ngāti Pāoa,Ngāi Tai ki Tāmaki,Ngāti Hako,Te Ākitai Waiohua | 3.17 | 3 |  |  |  | no | 5 | 1 | 3 | CCTV NOT Available or Over 30 Years Old & Soil Type Available | 2.576 | 3 | 1 | 1 | 2.5 | Property Parcels | 1 |  | 1.5 | 0.98 | 0.2 | Diameter Used For Flow Approximation & Depth Available | 9.5876 | 14
2917 | 3175 | 2538735 | 10080632 | 197566 | DSSWN | Swanson Branch | Gravity | Pipe | Buried | OP | PVC-U | None | 2012-10-03 |  |  | 0.1s | WI | Transmission | T0000421 | 2 |  |  | 4 | 150 | [5 empty] | 77665 | NA |  | 9.37 |  | WSL |  | Te Kawerau a Maki,Ngāti Whātua,Ngāti Whātua o Ōrākei,Ngāti Tamaoho,Ngāti Tamaterā,Te Ākitai Waiohua | 1.76 | 2 |  |  |  | no | 5 | 1 | 1 | CCTV NOT Available or Over 30 Years Old & Soil Type Available | 2.576 | 3 | 1 | 1 | 2.5 | Property Parcels | 1 |  | 1.5 | 0.98 | 0.2 | Diameter Used For Flow Approximation & Depth Available | 9.3724 | 8
3053 | 3314 | 1674503 | 10089959 | 194563 | DSCTB | Castor Bay Branch Sewer TS7A | Gravity | Pipe | Buried | OP | CONC | None | 2012-11-30 |  |  | dwg | NI | Transmission | R0002944 | 2 |  |  | 4 | 355 | [5 empty] | 64427 | NA |  | 7.64 |  | WSL |  | Te Kawerau a Maki,Ngāti Whātua,Ngāti Maru,Ngāti Whātua o Ōrākei,Ngāti Tamaoho,Ngāti Manuhiri,Te Patukirikiri,Ngāti Whanaunga,Ngāti Tamaterā,Ngāti Pāoa,Ngāi Tai ki Tāmaki,Ngāti Hako,Te Ākitai Waiohua | 1.44 | 1 | 1 | 2015 | te puna wai | no | 5 | 1 | 1 | CCTV Available (0-10 Years Old) & Soil Type Available | 2.576 | 3 | 1 | 1 | 2.5 | Property Parcels | 1 |  | 1.5 | 0.98 | 0.2 | Diameter Used For Flow Approximation & Depth Available | 7.6449 | 4
1578 | 1715 | 31434 | 10009490 | 197997 | DSWIR | Wiri Branch | Gravity | Pipe | Buried | OP | CONC | None | 1971-06-30 |  | 28.46 | dwg | SI | Transmission | Legacy | 2 |  |  | 4 | 381 | [5 empty] | 78595 | NA |  | 7.41 |  | WSL |  | Waikato,Te Kawerau a Maki,Ngāti Maru,Ngāti Tamaoho,Ngāti Whanaunga,Ngāti Tamaterā,Ngāti Pāoa,Ngāi Tai ki Tāmaki,Ngāti Hako,Te Ākitai Waiohua | 2.48 | 2 | 2 | 2004 | te puna wai | no | 5 | 3 | 2 | CCTV Available (10-20 Years Old) & Soil Type Available | 2.576 | 3 | 1 | 1 | 2.5 | Property Parcels | 1 |  | 1.5 | 0.98 | 0.2 | Diameter Used For Flow Approximation & Depth Available | 7.4059 | 8
3085 | 3346 | 911649 | 10089957 | 194414 | DSCTB | Castor Bay Branch Sewer TS7A | Gravity | Pipe | Buried | OP | CONC | None | 1962-01-01 |  |  | dwg | NI | Transmission | Legacy | 2 |  |  | 4 | 355 | [5 empty] | 64425 | NA |  | 7.2 |  | WSL |  | Te Kawerau a Maki,Ngāti Whātua,Ngāti Maru,Ngāti Whātua o Ōrākei,Ngāti Tamaoho,Ngāti Manuhiri,Te Patukirikiri,Ngāti Whanaunga,Ngāti Tamaterā,Ngāti Pāoa,Ngāi Tai ki Tāmaki,Ngāti Hako,Te Ākitai Waiohua | 3.1 | 3 | 3 | 2015 | te puna wai | no | 5 | 1 | 3 | CCTV Available (0-10 Years Old) & Soil Type Available | 2.576 | 3 | 1 | 1 | 2.5 | Property Parcels | 1 |  | 1.5 | 0.98 | 0.2 | Diameter Used For Flow Approximation & Depth Available | 7.2009 | 14
4294 | 4581 | 2603214 | 10080647 | 196993 | DSSWN | Swanson Branch | Gravity | Pipe | Buried | OP | PE | None | 2012-10-03 |  |  | 0.1s | WI | Transmission | T0000421 | 2 |  |  | 4 | 144 | [5 empty] | 77680 | NA |  | 3.76 |  | WSL |  | Te Kawerau a Maki,Ngāti Whātua,Ngāti Whātua o Ōrākei,Ngāti Tamaoho,Ngāti Tamaterā,Te Ākitai Waiohua | 1.76 | 2 |  |  |  | no | 5 | 1 | 1 | CCTV NOT Available or Over 30 Years Old & Soil Type Available | 2.576 | 3 | 1 | 1 | 2.5 | Property Parcels | 1 |  | 1.5 | 0.98 | 0.2 | Diameter Used For Flow Approximation & Depth Available | 3.7566 | 8
3318 | 3585 | 929091 | 10088854 | 197739 | DSTPF | Takapuna Foreshore Branch Sewer TS6B | Gravity | Pipe | Buried | OP | CONC | RIBLO | 1940-01-01 |  |  | dwg | NI | Transmission | Legacy | 2 |  |  | 4 | 300 | [5 empty] | 65430 | NA |  | 3.64 |  | WSL |  | Te Kawerau a Maki,Ngāti Whātua,Ngāti Maru,Ngāti Whātua o Ōrākei,Ngāti Tamaoho,Te Patukirikiri,Ngāti Whanaunga,Ngāti Tamaterā,Ngāti Pāoa,Ngāi Tai ki Tāmaki,Ngāti Hako,Te Ākitai Waiohua | 3 | 3 | 3 | 2015 | te puna wai | no | 5 | 1 | 1 | CCTV Available (0-10 Years Old) & Soil Type Available | 2.576 | 3 | 1 | 1 | 2.5 | Property Parcels | 1 |  | 1.5 | 0.98 | 0.2 | Diameter Used For Flow Approximation & Depth Available | 3.6362 | 14
4146 | 4428 | 931916 | 10087942 | 195486 | DSHKI | Hauraki Branch Sewer TS3A | Gravity | Pipe | Buried | OP | VC | None | 1957-01-01 |  |  | dwg | NI | Transmission | Legacy | 2 |  |  | 4 | 300 | [5 empty] | 64855 | NA |  | 67.53 |  | WSL |  | Te Kawerau a Maki,Ngāti Whātua,Ngāti Maru,Ngāti Whātua o Ōrākei,Ngāti Tamaoho,Ngāti Manuhiri,Te Patukirikiri,Ngāti Whanaunga,Ngāti Tamaterā,Ngāti Pāoa,Ngāi Tai ki Tāmaki,Ngāti Hako,Te Ākitai Waiohua | 3 | 3 | 3 | 2017 | te puna wai | no | 3 | 3 | 2 | CCTV Available (0-10 Years Old) & Soil Type Available | 2.576 | 3 | 1 | 1 | 2.5 | Property Parcels | 1 | Significant Ecological Area - SEA_T_8411 | 1.5 | 0.98 | 0.2 | Diameter Used For Flow Approximation & Depth Available | 67.5319 | 14
3701 | 3976 | 904055 | 10088750 | 196936 | DSTBY | Torbay Branch Sewer TS7B | Gravity | Pipe | Buried | OP | PVC-U | None | 1985-01-01 |  |  | dwg | NI | Transmission | Legacy | 2 |  |  | 4 | 300 | [5 empty] | 65359 | NA |  | 54.03 |  | WSL |  | Te Kawerau a Maki,Ngāti Whātua,Ngāti Maru,Ngāti Whātua o Ōrākei,Ngāti Tamaoho,Ngāti Manuhiri,Te Patukirikiri,Ngāti Whanaunga,Ngāti Tamaterā,Ngāti Pāoa,Ngāi Tai ki Tāmaki,Ngāti Hako,Te Ākitai Waiohua | 1.59 | 2 |  |  |  | no | 3 | 3 | 1 | CCTV NOT Available or Over 30 Years Old & Soil Type Not Available | 2.576 | 3 | 1 | 1 | 2.5 | Property Parcels | 1 |  | 1.5 | 0.98 | 0.2 | Diameter Used For Flow Approximation & Depth Available | 54.0348 | 8
4830 | 766588 | 5874400 | 0 | 1 | DSHI2 | Howick Interceptor 2 | Gravity | Pipe | Buried | OP | PE | None | 2021-11-13 |  |  | dwg | EI | Transmission | 2012856.02 | 4 |  |  |  | 180 | ASBUILT | ASBUILT | ASBUILT | ASBUILT | CONS |  |  |  | 42.58 | ASBUILT | WSL |  |  | 1.59 | 2 |  |  |  | no | 3 | 3 | 1 | CCTV NOT Available or Over 30 Years Old & Soil Type Not Available | 2.576 | 3 | 1 | 1 | 2.5 | Building Outlines | 1 |  | 1.5 | 0.98 | 0.2 | Diameter Used For Flow Approximation & Depth Available | 42.5779 | 8
4829 | 766587 | 5874401 | 0 | 1 | DSHI2 | Howick Interceptor 2 | Gravity | Pipe | Buried | OP | PE | None | 2021-11-13 | 3.29 | 6.03 | dwg | EI | Transmission | 2012856.02 | 4 |  |  |  | 180 | ASBUILT | ASBUILT | ASBUILT | ASBUILT | CONS |  |  |  | 38.83 | ASBUILT | WSL |  |  | 1.59 | 2 |  |  |  | no | 3 | 3 | 1 | CCTV NOT Available or Over 30 Years Old & Soil Type Not Available | 2.576 | 3 | 1 | 1 | 2.5 | Property Parcels, Building Outlines | 1 |  | 1.5 | 0.98 | 0.2 | Diameter Used For Flow Approximation & Depth Available | 38.8317 | 8
3681 | 3956 | 904052 | 10088749 | 197278 | DSTBY | Torbay Branch Sewer TS7B | Gravity | Pipe | Buried | OP | PVC-U | None | 1985-01-01 |  |  | dwg | NI | Transmission | Legacy | 2 |  |  | 4 | 300 | [5 empty] | 65358 | NA |  | 31 |  | WSL |  | Te Kawerau a Maki,Ngāti Whātua,Ngāti Maru,Ngāti Whātua o Ōrākei,Ngāti Tamaoho,Ngāti Manuhiri,Te Patukirikiri,Ngāti Whanaunga,Ngāti Tamaterā,Ngāti Pāoa,Ngāi Tai ki Tāmaki,Ngāti Hako,Te Ākitai Waiohua | 1.59 | 2 |  |  |  | no | 3 | 3 | 1 | CCTV NOT Available or Over 30 Years Old & Soil Type Not Available | 2.576 | 3 | 1 | 1 | 2.5 | Property Parcels | 1 |  | 1.5 | 0.98 | 0.2 | Diameter Used For Flow Approximation & Depth Available | 31.0023 | 8
1212 | 1286 | 17296 | 10099282 | 316163 | DSTEP | Te Papa Tradewaste | Gravity | Pipe | Buried | OP | PVC-U | None | 1996-06-30 |  |  | dwg | WI | Transmission | Legacy | 2 |  |  | 4 | 150 | [5 empty] | 77924 | NA |  | 22.46 |  | WSL |  | Waikato,Te Kawerau a Maki,Ngāti Whātua,Ngāti Maru,Ngāti Whātua o Ōrākei,Ngāti Tamaoho,Ngāti Tamaterā,Ngāti Pāoa,Ngāi Tai ki Tāmaki,Ngāti Hako,Te Ākitai Waiohua | 1.59 | 2 |  |  |  | no | 3 | 3 | 1 | CCTV NOT Available or Over 30 Years Old & Soil Type Available | 2.576 | 3 | 1 | 1 | 2.5 | Property Parcels, Building Outlines | 1 | Aquifer - Mt Wellington Volcanic Aquifer | 1.5 | 0.98 | 0.2 | Diameter Used For Flow Approximation & Depth Available | 22.4629 | 8
3694 | 3969 | 907601 | 10089614 | 194049 | DSBHV | Beach Haven Branch Sewer TS10 | Gravity | Pipe | Buried | OP | CLS | None | 2004-07-30 |  |  | dwg | NI | Transmission | Legacy | 2 |  |  | 4 | 315 | [5 empty] | 64267 | NA |  | 6.66 |  | WSL |  | Te Kawerau a Maki,Ngāti Whātua,Ngāti Maru,Ngāti Whātua o Ōrākei,Ngāti Tamaoho,Ngāti Manuhiri,Ngāti Tamaterā,Ngāi Tai ki Tāmaki,Ngāti Hako,Te Ākitai Waiohua | 1.38 | 1 |  |  |  | no | 3 | 1 | 1 | CCTV NOT Available or Over 30 Years Old & Soil Type Available | 2.576 | 3 | 1 | 1 | 2.5 | Property Parcels | 1 |  | 1.5 | 0.98 | 0.2 | Diameter Used For Flow Approximation & Depth Available | 6.6609 | 4
1208 | 1282 | 17292 | 10008752 | 316169 | DSTEP | Te Papa Tradewaste | Gravity | Pipe | Buried | OP | PVC-U | None | 1996-06-01 |  |  | dwg | WI | Transmission | Legacy | 2 |  |  | 4 | 150 | [5 empty] | 77923 | NA |  | 6.44 |  | WSL |  | Waikato,Te Kawerau a Maki,Ngāti Whātua,Ngāti Maru,Ngāti Whātua o Ōrākei,Ngāti Tamaoho,Ngāti Tamaterā,Ngāti Pāoa,Ngāi Tai ki Tāmaki,Ngāti Hako,Te Ākitai Waiohua | 1.59 | 2 |  |  |  | no | 3 | 3 | 1 | CCTV NOT Available or Over 30 Years Old & Soil Type Available | 2.576 | 3 | 1 | 1 | 2.5 | Property Parcels, Building Outlines | 1 | Aquifer - Mt Wellington Volcanic Aquifer | 1.5 | 0.98 | 0.2 | Diameter Used For Flow Approximation & Depth Available | 6.4389 | 8
889 | 939 | 17092 | 10001314 | 192956 | DPMGB | PS 36 Mangere Bridge | Gravity | Pipe | Buried | OP | CONC | None | 1962-06-30 |  |  | dwg | WI | Transmission | Legacy | 2 |  |  | 4 | 318 | [5 empty] | 71249 | NA |  | 2.38 |  | WSL |  | Waikato,Te Kawerau a Maki,Ngāti Maru,Ngāti Whātua o Ōrākei,Ngāti Tamaoho,Ngāti Tamaterā,Ngāi Tai ki Tāmaki,Ngāti Hako,Te Ākitai Waiohua | 3 | 3 |  |  |  | no | 3 | 3 | 3 | CCTV NOT Available or Over 30 Years Old & Soil Type Available | 2.576 | 3 | 1 | 1 | 2.5 | Property Parcels | 1 | Aquifer - Auckland Isthmus Volcanic Aquifer | 1.5 | 0.98 | 0.2 | Diameter Used For Flow Approximation & Depth Available | 2.3774 | 14
890 | 940 | 17093 | 10001315 | 192952 | DPMGB | PS 36 Mangere Bridge | Gravity | Pipe | Buried | OP | CONC | None | 1995-06-30 |  |  | dwg | WI | Transmission | Legacy | 2 |  |  | 4 | 225 | [5 empty] | 71250 | NA |  | 2.14 |  | WSL |  | Waikato,Te Kawerau a Maki,Ngāti Maru,Ngāti Whātua o Ōrākei,Ngāti Tamaoho,Ngāti Tamaterā,Ngāi Tai ki Tāmaki,Ngāti Hako,Te Ākitai Waiohua | 1.59 | 2 |  |  |  | no | 3 | 3 | 1 | CCTV NOT Available or Over 30 Years Old & Soil Type Available | 2.576 | 3 | 1 | 1 | 2.5 | Property Parcels | 1 | Aquifer - Auckland Isthmus Volcanic Aquifer | 1.5 | 0.98 | 0.2 | Diameter Used For Flow Approximation & Depth Available | 2.1354 | 8
4733 | 745494 | 5724222 | 0 | 82770474 | DSMIL | Milldale Branch Sewer | Gravity | Pipe | Buried | OP | PVC-U | None | 2021-03-21 |  |  | 0.1s | NI | Transmission | 2012755.00 | 2 |  |  |  | 300 | ASBUILT | ASBUILT | ASBUILT | ASBUILT | CONS | 82750932 |  |  | 1 | ASBUILT | WSL |  | Te Kawerau a Maki,Ngāti Whātua,Ngāti Maru,Ngāti Whātua o Kaipara,Ngāti Manuhiri,Ngāti Whanaunga,Ngāti Tamaterā,Ngāti Pāoa,Ngāi Tai ki Tāmaki,Ngāti Hako,Te Ākitai Waiohua | 1.59 | 2 |  |  |  | no | 3 | 3 | 1 | CCTV NOT Available or Over 30 Years Old & Soil Type Not Available | 2.576 | 3 | 1 | 1 | 2.5 | Property Parcels | 1 |  | 1.5 | 0.98 | 0.2 | Diameter Used For Flow Approximation & Depth Available | 1.0029 | 8
1567 | 1703 | 17867 | 10001313 | 193134 | DPMGB | PS 36 Mangere Bridge | Gravity | Pipe | Buried | OP | CLS | None | 1962-06-30 |  |  | dwg | WI | Transmission | Legacy | 2 |  |  | 4 | 200 | [5 empty] | 71237 | NA |  | 0.9 |  | WSL |  | Waikato,Te Kawerau a Maki,Ngāti Maru,Ngāti Whātua o Ōrākei,Ngāti Tamaoho,Ngāti Tamaterā,Ngāi Tai ki Tāmaki,Ngāti Hako,Te Ākitai Waiohua | 4.41 | 4 |  |  |  | no | 3 | 3 | 5 | CCTV NOT Available or Over 30 Years Old & Soil Type Available | 2.576 | 3 | 1 | 1 | 2.5 | Property Parcels | 1 | Aquifer - Auckland Isthmus Volcanic Aquifer | 1.5 | 0.98 | 0.2 | Diameter Used For Flow Approximation & Depth Available | 0.8988 | 18
1739 | 1896 | 17866 | 10001312 | 193144 | DPMGB | PS 36 Mangere Bridge | Gravity | Pipe | Buried | OP | CLS | None | 1962-06-30 |  |  | dwg | WI | Transmission | Legacy | 2 |  |  | 4 | 200 | [5 empty] | 71236 | NA |  | 0.88 |  | WSL |  | Waikato,Te Kawerau a Maki,Ngāti Maru,Ngāti Whātua o Ōrākei,Ngāti Tamaoho,Ngāti Tamaterā,Ngāi Tai ki Tāmaki,Ngāti Hako,Te Ākitai Waiohua | 4.41 | 4 |  |  |  | no | 3 | 3 | 5 | CCTV NOT Available or Over 30 Years Old & Soil Type Available | 2.576 | 3 | 1 | 1 | 2.5 | Property Parcels | 1 | Aquifer - Auckland Isthmus Volcanic Aquifer | 1.5 | 0.98 | 0.2 | Diameter Used For Flow Approximation & Depth Available | 0.88496 | 18
3865 | 4142 | 917689 | 10089191 | 193231 | DSALS | Albany South Branch Sewer TS28 | Gravity | Pipe | Buried | OP | PE | None | 2000-01-01 |  |  | dwg | NI | Transmission | Legacy | 2 |  |  | 4 | 310 | [5 empty] | 64018 | NA |  | 180.86 |  | WSL |  | Te Kawerau a Maki,Ngāti Whātua,Ngāti Maru,Ngāti Whātua o Kaipara,Ngāti Whātua o Ōrākei,Ngāti Tamaoho,Ngāti Manuhiri,Ngāti Whanaunga,Ngāti Tamaterā,Ngāti Pāoa,Ngāi Tai ki Tāmaki,Ngāti Hako,Te Ākitai Waiohua | 2 | 2 | 2 | 2017 | te puna wai | no | 1 | 3 | 1 | CCTV Available (0-10 Years Old) & Soil Type Available | 2.576 | 3 | 1 | 1 | 2.5 | Property Parcels | 1 |  | 1.5 | 0.98 | 0.2 | Diameter Used For Flow Approximation & Depth Available | 180.8609 | 8
4553 | 5094 | 850532 | 10071573 | 174399 | DTWHK | Owhanake (Waiheke) Treatment Plant | Outfall | Pipe | Buried | OP | PE | None | 2001-04-01 |  |  | dwg | NN | Transmission | Legacy | 4 |  |  | 4 | 96 | [6 empty] | NA |  | 113.71 |  | WSL |  | Ngāti Maru,Ngāti Tamaoho,Te Patukirikiri,Ngāti Whanaunga,Ngāti Tamaterā,Ngāti Pāoa,Ngāi Tai ki Tāmaki,Ngāti Hako | 1 | 1 |  |  |  | no | 1 | 1 | 1 | CCTV NOT Available or Over 30 Years Old & Soil Type Available | 2.576 | 3 | 1 | 1 | 2.5 | Property Parcels | 1 |  | 1.5 | 0.98 | 0.2 | Diameter Used For Flow Approximation & Depth Available | 113.7067 | 4
4526 | 4829 | 874284 | 10085036 | 57761 | DTWHK | Owhanake (Waiheke) Treatment Plant | Gravity | Pipe | Buried | OP | PVC-U | None | 2001-04-01 |  |  | dwg | NN | Transmission | Legacy | 2 |  |  | 4 | 50 | [6 empty] | NA |  | 62.99 |  | WSL |  | Ngāti Maru,Ngāti Tamaoho,Te Patukirikiri,Ngāti Whanaunga,Ngāti Tamaterā,Ngāti Pāoa,Ngāi Tai ki Tāmaki,Ngāti Hako | 1 | 1 |  |  |  | no | 1 | 1 | 1 | CCTV NOT Available or Over 30 Years Old & Soil Type Available | 2.576 | 3 | 1 | 1 | 2.5 | Property Parcels | 1 |  | 1.5 | 0.98 | 0.2 | Diameter Used For Flow Approximation & Depth Available | 62.9927 | 4
3409 | 3682 | 926648 | 10088645 | 196801 | DSRLD | Rosedale Branch Sewer TS23 | Gravity | Pipe | Buried | OP | CONC | None | 1989-12-01 |  |  | dwg | NI | Transmission | Legacy | 2 |  |  | 4 | 381 | [5 empty] | 65280 | NA |  | 55 |  | WSL |  | Te Kawerau a Maki,Ngāti Whātua,Ngāti Maru,Ngāti Whātua o Kaipara,Ngāti Whātua o Ōrākei,Ngāti Tamaoho,Ngāti Manuhiri,Te Patukirikiri,Ngāti Whanaunga,Ngāti Tamaterā,Ngāti Pāoa,Ngāi Tai ki Tāmaki,Ngāti Hako,Te Ākitai Waiohua | 1.21 | 1 |  |  |  | no | 1 | 3 | 1 | CCTV NOT Available or Over 30 Years Old & Soil Type Available | 2.576 | 3 | 1 | 1 | 2.5 | Property Parcels | 1 |  | 1.5 | 0.98 | 0.2 | Diameter Used For Flow Approximation & Depth Available | 55.0029 | 4
3152 | 3414 | 917674 | 10088292 | 195395 | DSNCP | Northcote Point Branch Sewer TS8A | Gravity | Pipe | Buried | OP | CLS | None | 1940-01-01 |  |  | dwg | NI | Transmission | Legacy | 2 |  |  | 4 | 315 | [5 empty] | 65079 | NA |  | 42.13 |  | WSL |  | Te Kawerau a Maki,Ngāti Whātua,Ngāti Maru,Ngāti Whātua o Ōrākei,Ngāti Tamaoho,Te Patukirikiri,Ngāti Tamaterā,Ngāti Pāoa,Ngāi Tai ki Tāmaki,Ngāti Hako,Te Ākitai Waiohua | 3.82 | 4 |  |  |  | no | 1 | 1 | 5 | CCTV NOT Available or Over 30 Years Old & Soil Type Available | 2.576 | 3 | 1 | 1 | 2.5 | Property Parcels | 1 |  | 1.5 | 0.98 | 0.2 | Diameter Used For Flow Approximation & Depth Available | 42.1261 | 18
4518 | 4821 | 850530 | 10085033 | 58216 | DTWHK | Owhanake (Waiheke) Treatment Plant | Gravity | Pipe | Buried | OP | PE | None | 2001-04-01 |  |  | dwg | NN | Transmission | Legacy | 2 |  |  | 4 | 35 | [6 empty] | NA |  | 31.57 |  | WSL |  | Ngāti Maru,Ngāti Tamaoho,Te Patukirikiri,Ngāti Whanaunga,Ngāti Tamaterā,Ngāti Pāoa,Ngāi Tai ki Tāmaki,Ngāti Hako | 1 | 1 |  |  |  | no | 1 | 1 | 1 | CCTV NOT Available or Over 30 Years Old & Soil Type Available | 2.576 | 3 | 1 | 1 | 2.5 | Property Parcels | 1 |  | 1.5 | 0.98 | 0.2 | Diameter Used For Flow Approximation & Depth Available | 31.5687 | 4
4516 | 4819 | 837185 | 10085032 | 57537 | DTWHK | Owhanake (Waiheke) Treatment Plant | Gravity | Pipe | Buried | OP | PE | None | 2001-04-01 |  |  | dwg | NN | Transmission | Legacy | 2 |  |  | 4 | 35 | [6 empty] | NA |  | 27.2 |  | WSL |  | Ngāti Maru,Ngāti Tamaoho,Te Patukirikiri,Ngāti Whanaunga,Ngāti Tamaterā,Ngāti Pāoa,Ngāi Tai ki Tāmaki,Ngāti Hako | 1 | 1 |  |  |  | no | 1 | 1 | 1 | CCTV NOT Available or Over 30 Years Old & Soil Type Available | 2.576 | 3 | 1 | 1 | 2.5 | Property Parcels | 1 |  | 1.5 | 0.98 | 0.2 | Diameter Used For Flow Approximation & Depth Available | 27.196 | 4
4531 | 4834 | 874269 | 10085040 | 57896 | DTWHK | Owhanake (Waiheke) Treatment Plant | Gravity | Pipe | Buried | OP | PE | None | 2001-04-01 |  |  | dwg | NN | Transmission | Legacy | 2 |  |  | 4 | 150 | [6 empty] | NA |  | 26.87 |  | WSL |  | Ngāti Maru,Ngāti Tamaoho,Te Patukirikiri,Ngāti Whanaunga,Ngāti Tamaterā,Ngāti Pāoa,Ngāi Tai ki Tāmaki,Ngāti Hako | 1 | 1 |  |  |  | no | 1 | 1 | 1 | CCTV NOT Available or Over 30 Years Old & Soil Type Available | 2.576 | 3 | 1 | 1 | 2.5 | Property Parcels | 1 |  | 1.5 | 0.98 | 0.2 | Diameter Used For Flow Approximation & Depth Available | 26.8675 | 4
4525 | 4828 | 850527 | 10085028 | 57538 | DTWHK | Owhanake (Waiheke) Treatment Plant | Gravity | Pipe | Buried | OP | PE | None | 2001-04-01 |  |  | dwg | NN | Transmission | Legacy | 2 |  |  | 4 | 96 | [6 empty] | NA |  | 25.15 |  | WSL |  | Ngāti Maru,Ngāti Tamaoho,Te Patukirikiri,Ngāti Whanaunga,Ngāti Tamaterā,Ngāti Pāoa,Ngāi Tai ki Tāmaki,Ngāti Hako | 1 | 1 |  |  |  | no | 1 | 1 | 1 | CCTV NOT Available or Over 30 Years Old & Soil Type Available | 2.576 | 3 | 1 | 1 | 2.5 | Property Parcels | 1 |  | 1.5 | 0.98 | 0.2 | Diameter Used For Flow Approximation & Depth Available | 25.1514 | 4
4532 | 4835 | 837182 | 10071521 | 58325 | DTWHK | Owhanake (Waiheke) Treatment Plant | Gravity | Pipe | Buried | OP | PE | None | 2001-04-01 |  |  | dwg | NN | Transmission | Legacy | 2 |  |  | 4 | 96 | [6 empty] | NA |  | 16.92 |  | WSL |  | Ngāti Maru,Ngāti Tamaoho,Te Patukirikiri,Ngāti Whanaunga,Ngāti Tamaterā,Ngāti Pāoa,Ngāi Tai ki Tāmaki,Ngāti Hako | 1 | 1 |  |  |  | no | 1 | 1 | 1 | CCTV NOT Available or Over 30 Years Old & Soil Type Available | 2.576 | 3 | 1 | 1 | 2.5 | Property Parcels | 1 |  | 1.5 | 0.98 | 0.2 | Diameter Used For Flow Approximation & Depth Available | 16.9249 | 4
4524 | 4827 | 837187 | 10085027 | 58013 | DTWHK | Owhanake (Waiheke) Treatment Plant | Gravity | Pipe | Buried | OP | PE | None | 2001-04-01 |  |  | dwg | NN | Transmission | Legacy | 2 |  |  | 4 | 96 | [6 empty] | NA |  | 16.6 |  | WSL |  | Ngāti Maru,Ngāti Tamaoho,Te Patukirikiri,Ngāti Whanaunga,Ngāti Tamaterā,Ngāti Pāoa,Ngāi Tai ki Tāmaki,Ngāti Hako | 1 | 1 |  |  |  | no | 1 | 1 | 1 | CCTV NOT Available or Over 30 Years Old & Soil Type Available | 2.576 | 3 | 1 | 1 | 2.5 | Property Parcels | 1 |  | 1.5 | 0.98 | 0.2 | Diameter Used For Flow Approximation & Depth Available | 16.5961 | 4
4533 | 4836 | 874282 | 10085031 | 58154 | DTWHK | Owhanake (Waiheke) Treatment Plant | Gravity | Pipe | Buried | OP | PE | None | 2001-04-01 |  |  | dwg | NN | Transmission | Legacy | 2 |  |  | 4 | 96 | [6 empty] | NA |  | 16.22 |  | WSL |  | Ngāti Maru,Ngāti Tamaoho,Te Patukirikiri,Ngāti Whanaunga,Ngāti Tamaterā,Ngāti Pāoa,Ngāi Tai ki Tāmaki,Ngāti Hako | 1 | 1 |  |  |  | no | 1 | 1 | 1 | CCTV NOT Available or Over 30 Years Old & Soil Type Available | 2.576 | 3 | 1 | 1 | 2.5 | Property Parcels | 1 |  | 1.5 | 0.98 | 0.2 | Diameter Used For Flow Approximation & Depth Available | 16.2215 | 4
4522 | 4825 | 837183 | 10071579 | 58035 | DTWHK | Owhanake (Waiheke) Treatment Plant | Gravity | Pipe | Buried | OP | PE | None | 2001-04-01 |  |  | dwg | NN | Transmission | Legacy | 2 |  |  | 4 | 150 | [6 empty] | NA |  | 15.88 |  | WSL |  | Ngāti Maru,Ngāti Tamaoho,Te Patukirikiri,Ngāti Whanaunga,Ngāti Tamaterā,Ngāti Pāoa,Ngāi Tai ki Tāmaki,Ngāti Hako | 1 | 1 |  |  |  | no | 1 | 1 | 1 | CCTV NOT Available or Over 30 Years Old & Soil Type Available | 2.576 | 3 | 1 | 1 | 2.5 | Property Parcels | 1 |  | 1.5 | 0.98 | 0.2 | Diameter Used For Flow Approximation & Depth Available | 15.8827 | 4
4529 | 4832 | 850531 | 10085034 | 57889 | DTWHK | Owhanake (Waiheke) Treatment Plant | Gravity | Pipe | Buried | OP | PE | None | 2001-04-01 |  |  | dwg | NN | Transmission | Legacy | 2 |  |  | 4 | 35 | [6 empty] | NA |  | 15.7 |  | WSL |  | Ngāti Maru,Ngāti Tamaoho,Te Patukirikiri,Ngāti Whanaunga,Ngāti Tamaterā,Ngāti Pāoa,Ngāi Tai ki Tāmaki,Ngāti Hako | 1 | 1 |  |  |  | no | 1 | 1 | 1 | CCTV NOT Available or Over 30 Years Old & Soil Type Available | 2.576 | 3 | 1 | 1 | 2.5 | Property Parcels | 1 |  | 1.5 | 0.98 | 0.2 | Diameter Used For Flow Approximation & Depth Available | 15.701 | 4
4515 | 4818 | 874268 | 10085030 | 57890 | DTWHK | Owhanake (Waiheke) Treatment Plant | Gravity | Pipe | Buried | OP | PE | None | 2001-04-01 |  |  | dwg | NN | Transmission | Legacy | 2 |  |  | 4 | 96 | [6 empty] | NA |  | 15.44 |  | WSL |  | Ngāti Maru,Ngāti Tamaoho,Te Patukirikiri,Ngāti Whanaunga,Ngāti Tamaterā,Ngāti Pāoa,Ngāi Tai ki Tāmaki,Ngāti Hako | 1 | 1 |  |  |  | no | 1 | 1 | 1 | CCTV NOT Available or Over 30 Years Old & Soil Type Available | 2.576 | 3 | 1 | 1 | 2.5 | Property Parcels | 1 |  | 1.5 | 0.98 | 0.2 | Diameter Used For Flow Approximation & Depth Available | 15.4378 | 4
4527 | 4830 | 837184 | 10085026 | 58027 | DTWHK | Owhanake (Waiheke) Treatment Plant | Gravity | Pipe | Buried | OP | PE | None | 2001-04-01 |  |  | dwg | NN | Transmission | Legacy | 2 |  |  | 4 | 96 | [6 empty] | NA |  | 15.14 |  | WSL |  | Ngāti Maru,Ngāti Tamaoho,Te Patukirikiri,Ngāti Whanaunga,Ngāti Tamaterā,Ngāti Pāoa,Ngāi Tai ki Tāmaki,Ngāti Hako | 1 | 1 |  |  |  | no | 1 | 1 | 1 | CCTV NOT Available or Over 30 Years Old & Soil Type Available | 2.576 | 3 | 1 | 1 | 2.5 | Property Parcels | 1 |  | 1.5 | 0.98 | 0.2 | Diameter Used For Flow Approximation & Depth Available | 15.1416 | 4
4528 | 4831 | 837186 | 10085037 | 58265 | DTWHK | Owhanake (Waiheke) Treatment Plant | Gravity | Pipe | Buried | OP | PE | None | 2001-04-01 |  |  | dwg | NN | Transmission | Legacy | 2 |  |  | 4 | 150 | [6 empty] | NA |  | 14.26 |  | WSL |  | Ngāti Maru,Ngāti Tamaoho,Te Patukirikiri,Ngāti Whanaunga,Ngāti Tamaterā,Ngāti Pāoa,Ngāi Tai ki Tāmaki,Ngāti Hako | 1 | 1 |  |  |  | no | 1 | 1 | 1 | CCTV NOT Available or Over 30 Years Old & Soil Type Available | 2.576 | 3 | 1 | 1 | 2.5 | Property Parcels | 1 |  | 1.5 | 0.98 | 0.2 | Diameter Used For Flow Approximation & Depth Available | 14.2559 | 4
4517 | 4820 | 874280 | 10085035 | 58153 | DTWHK | Owhanake (Waiheke) Treatment Plant | Gravity | Pipe | Buried | OP | PE | None | 2001-04-01 |  |  | dwg | NN | Transmission | Legacy | 2 |  |  | 4 | 35 | [6 empty] | NA |  | 13.65 |  | WSL |  | Ngāti Maru,Ngāti Tamaoho,Te Patukirikiri,Ngāti Whanaunga,Ngāti Tamaterā,Ngāti Pāoa,Ngāi Tai ki Tāmaki,Ngāti Hako | 1 | 1 |  |  |  | no | 1 | 1 | 1 | CCTV NOT Available or Over 30 Years Old & Soil Type Available | 2.576 | 3 | 1 | 1 | 2.5 | Property Parcels | 1 |  | 1.5 | 0.98 | 0.2 | Diameter Used For Flow Approximation & Depth Available | 13.6533 | 4
4530 | 4833 | 850529 | 10085029 | 58217 | DTWHK | Owhanake (Waiheke) Treatment Plant | Gravity | Pipe | Buried | OP | PE | None | 2001-04-01 |  |  | dwg | NN | Transmission | Legacy | 2 |  |  | 4 | 96 | [6 empty] | NA |  | 13.62 |  | WSL |  | Ngāti Maru,Ngāti Tamaoho,Te Patukirikiri,Ngāti Whanaunga,Ngāti Tamaterā,Ngāti Pāoa,Ngāi Tai ki Tāmaki,Ngāti Hako | 1 | 1 |  |  |  | no | 1 | 1 | 1 | CCTV NOT Available or Over 30 Years Old & Soil Type Available | 2.576 | 3 | 1 | 1 | 2.5 | Property Parcels | 1 |  | 1.5 | 0.98 | 0.2 | Diameter Used For Flow Approximation & Depth Available | 13.6188 | 4
4601 | 704446 | 5058410 | 0 | 82650276 | DPRHL | Redhills Pump Station | Gravity | Pipe | Buried | OP | PE | None | 2020-09-30 |  |  | 0.1s | NI | Transmission | 2013014 | 2 |  |  |  | 355 | ASBUILT | ASBUILT | ASBUILT | ASBUILT | CONS | 81190993 |  |  | 12.92 | ASBUILT | WSL |  | Te Kawerau a Maki,Ngāti Whātua,Ngāti Whātua o Kaipara,Ngāti Whātua o Ōrākei,Ngāti Tamaoho,Ngāti Manuhiri,Ngāti Tamaterā,Te Ākitai Waiohua | 1.21 | 1 |  |  |  | no | 1 | 3 | 1 | CCTV NOT Available or Over 30 Years Old & Soil Type Available | 2.576 | 3 | 1 | 1 | 2.5 | Property Parcels | 1 |  | 1.5 | 0.98 | 0.2 | Diameter Used For Flow Approximation & Depth Available | 12.9163 | 4
2766 | 3008 | 302830 | 10006528 | 195524 | DSMGS | Mangere South Branch | Gravity | Pipe | Buried | OP | CONC | None | 1964-06-30 | 7.57 |  | dwg | EI | Transmission | DC09028 | 2 |  |  | 4 | 375 | [5 empty] | 75843 | NA |  | 8.16 |  | WSL |  | Waikato,Te Kawerau a Maki,Ngāti Maru,Ngāti Whātua o Ōrākei,Ngāti Tamaoho,Ngāti Tamaterā,Ngāi Tai ki Tāmaki,Ngāti Hako,Te Ākitai Waiohua | 1.92 | 2 |  |  | CCTV app | yes | 1 | 3 | 2 | CCTV NOT Available or Over 30 Years Old & Soil Type Available | 2.576 | 3 | 1 | 1 | 2.5 | Property Parcels | 1 |  | 1.5 | 0.98 | 0.2 | Diameter Used For Flow Approximation & Depth Available | 8.1577 | 8
4521 | 4824 | 874575 | 10071533 | 174883 | DTWHK | Owhanake (Waiheke) Treatment Plant | Gravity | Pipe | Buried | OP | PE | None | 2004-01-01 |  |  | dwg | NN | Transmission | Legacy | 2 |  |  | 4 | 50 | [6 empty] | NA |  | 6.83 |  | WSL |  | Ngāti Maru,Ngāti Tamaoho,Te Patukirikiri,Ngāti Whanaunga,Ngāti Tamaterā,Ngāti Pāoa,Ngāi Tai ki Tāmaki,Ngāti Hako | 1 | 1 |  |  |  | no | 1 | 1 | 1 | CCTV NOT Available or Over 30 Years Old & Soil Type Available | 2.576 | 3 | 1 | 1 | 2.5 | Property Parcels | 1 |  | 1.5 | 0.98 | 0.2 | Diameter Used For Flow Approximation & Depth Available | 6.8258 | 4
3711 | 3986 | 906740 | 10089482 | 82593270 | DSBDW | Birkdale West Branch Sewer TS12 | Gravity | Pipe | Buried | OP | AC | None | 1962-01-01 |  |  | dwg | NI | Transmission | Legacy | 2 |  |  | 4 | 300 | ASBUILT | ASBUILT | ASBUILT | ASBUILT | CONS | 64172 | NA |  | 4.43 | ASBUILT | WSL |  | Te Kawerau a Maki,Ngāti Whātua,Ngāti Maru,Ngāti Whātua o Ōrākei,Ngāti Tamaoho,Ngāti Manuhiri,Ngāti Whanaunga,Ngāti Tamaterā,Ngāi Tai ki Tāmaki,Ngāti Hako,Te Ākitai Waiohua | 3.82 | 4 |  |  |  | no | 1 | 1 | 5 | CCTV NOT Available or Over 30 Years Old & Soil Type Available | 2.576 | 3 | 1 | 1 | 2.5 | Property Parcels | 1 |  | 1.5 | 0.98 | 0.2 | Diameter Used For Flow Approximation & Depth Available | 4.4306 | 18
4514 | 4817 | 874574 | 10071532 | 174473 | DTWHK | Owhanake (Waiheke) Treatment Plant | Gravity | Pipe | Buried | OP | PE | None | 2004-01-01 |  |  | dwg | NN | Transmission | Legacy | 2 |  |  | 4 | 50 | [6 empty] | NA |  | 4.35 |  | WSL |  | Ngāti Maru,Ngāti Tamaoho,Te Patukirikiri,Ngāti Whanaunga,Ngāti Tamaterā,Ngāti Pāoa,Ngāi Tai ki Tāmaki,Ngāti Hako | 1 | 1 |  |  |  | no | 1 | 1 | 1 | CCTV NOT Available or Over 30 Years Old & Soil Type Available | 2.576 | 3 | 1 | 1 | 2.5 | Property Parcels | 1 |  | 1.5 | 0.98 | 0.2 | Diameter Used For Flow Approximation & Depth Available | 4.3483 | 4
4520 | 4823 | 874573 | 10071531 | 175182 | DTWHK | Owhanake (Waiheke) Treatment Plant | Gravity | Pipe | Buried | OP | PE | None | 2004-01-01 |  |  | dwg | NN | Transmission | Legacy | 2 |  |  | 4 | 50 | [6 empty] | NA |  | 2.81 |  | WSL |  | Ngāti Maru,Ngāti Tamaoho,Te Patukirikiri,Ngāti Whanaunga,Ngāti Tamaterā,Ngāti Pāoa,Ngāi Tai ki Tāmaki,Ngāti Hako | 1 | 1 |  |  |  | no | 1 | 1 | 1 | CCTV NOT Available or Over 30 Years Old & Soil Type Available | 2.576 | 3 | 1 | 1 | 2.5 | Property Parcels | 1 |  | 1.5 | 0.98 | 0.2 | Diameter Used For Flow Approximation & Depth Available | 2.8114 | 4
4534 | 4837 | 850528 | 10085038 | 57942 | DTWHK | Owhanake (Waiheke) Treatment Plant | Gravity | Pipe | Buried | OP | PE | None | 2001-04-01 |  |  | dwg | NN | Transmission | Legacy | 2 |  |  | 4 | 150 | [6 empty] | NA |  | 2.15 |  | WSL |  | Ngāti Maru,Ngāti Tamaoho,Te Patukirikiri,Ngāti Whanaunga,Ngāti Tamaterā,Ngāti Pāoa,Ngāi Tai ki Tāmaki,Ngāti Hako | 1 | 1 |  |  |  | no | 1 | 1 | 1 | CCTV NOT Available or Over 30 Years Old & Soil Type Available | 2.576 | 3 | 1 | 1 | 2.5 | Property Parcels | 1 |  | 1.5 | 0.98 | 0.2 | Diameter Used For Flow Approximation & Depth Available | 2.1467 | 4
4519 | 4822 | 874270 | 10085041 | 58159 | DTWHK | Owhanake (Waiheke) Treatment Plant | Gravity | Pipe | Buried | OP | PE | None | 2001-04-01 |  |  | dwg | NN | Transmission | Legacy | 2 |  |  | 4 | 150 | [6 empty] | NA |  | 2.12 |  | WSL |  | Ngāti Maru,Ngāti Tamaoho,Te Patukirikiri,Ngāti Whanaunga,Ngāti Tamaterā,Ngāti Pāoa,Ngāi Tai ki Tāmaki,Ngāti Hako | 1 | 1 |  |  |  | no | 1 | 1 | 1 | CCTV NOT Available or Over 30 Years Old & Soil Type Available | 2.576 | 3 | 1 | 1 | 2.5 | Property Parcels | 1 |  | 1.5 | 0.98 | 0.2 | Diameter Used For Flow Approximation & Depth Available | 2.1186 | 4
4535 | 4838 | 874267 | 10085039 | 58224 | DTWHK | Owhanake (Waiheke) Treatment Plant | Gravity | Pipe | Buried | OP | PE | None | 2001-04-01 |  |  | dwg | NN | Transmission | Legacy | 2 |  |  | 4 | 150 | [6 empty] | NA |  | 1.65 |  | WSL |  | Ngāti Maru,Ngāti Tamaoho,Te Patukirikiri,Ngāti Whanaunga,Ngāti Tamaterā,Ngāti Pāoa,Ngāi Tai ki Tāmaki,Ngāti Hako | 1 | 1 |  |  |  | no | 1 | 1 | 1 | CCTV NOT Available or Over 30 Years Old & Soil Type Available | 2.576 | 3 | 1 | 1 | 2.5 | Property Parcels | 1 |  | 1.5 | 0.98 | 0.2 | Diameter Used For Flow Approximation & Depth Available | 1.6532 | 4
4568 | 647019 | 874572 | 1 | 1 | DTWHK | Owhanake (Waiheke) Treatment Plant | Gravity | Pipe | Buried | OP | PE | None | 2004-01-01 |  |  | dwg | NN | Transmission | Legacy | 2 |  |  | 4 | 50 | [8 empty] | 1.21 |  | WSL |  | Ngāti Maru,Ngāti Tamaoho,Te Patukirikiri,Ngāti Whanaunga,Ngāti Tamaterā,Ngāti Pāoa,Ngāi Tai ki Tāmaki,Ngāti Hako | 1 | 1 |  |  |  | no | 1 | 1 | 1 | CCTV NOT Available or Over 30 Years Old & Soil Type Available | 2.576 | 3 | 1 | 1 | 2.5 | Property Parcels | 1 |  | 1.5 | 0.98 | 0.2 | Diameter Used For Flow Approximation & Depth Available | 1.2112 | 4
4513 | 4816 | 874283 | 10085042 | 58084 | DTWHK | Owhanake (Waiheke) Treatment Plant | Gravity | Pipe | Buried | OP | PE | None | 2001-04-01 |  |  | dwg | NN | Transmission | Legacy | 2 |  |  | 4 | 150 | [6 empty] | NA |  | 0.69 |  | WSL |  | Ngāti Maru,Ngāti Tamaoho,Te Patukirikiri,Ngāti Whanaunga,Ngāti Tamaterā,Ngāti Pāoa,Ngāi Tai ki Tāmaki,Ngāti Hako | 1 | 1 |  |  |  | no | 1 | 1 | 1 | CCTV NOT Available or Over 30 Years Old & Soil Type Available | 2.576 | 3 | 1 | 1 | 2.5 | Property Parcels | 1 |  | 1.5 | 0.98 | 0.2 | Diameter Used For Flow Approximation & Depth Available | 0.69273 | 4
4523 | 4826 | 874285 | 10085043 | 58331 | DTWHK | Owhanake (Waiheke) Treatment Plant | Gravity | Pipe | Buried | OP | PE | None | 2001-04-01 |  |  | dwg | NN | Transmission | Legacy | 2 |  |  | 4 | 150 | [6 empty] | NA |  | 0.61 |  | WSL |  | Ngāti Maru,Ngāti Tamaoho,Te Patukirikiri,Ngāti Whanaunga,Ngāti Tamaterā,Ngāti Pāoa,Ngāi Tai ki Tāmaki,Ngāti Hako | 1 | 1 |  |  |  | no | 1 | 1 | 1 | CCTV NOT Available or Over 30 Years Old & Soil Type Available | 2.576 | 3 | 1 | 1 | 2.5 | Property Parcels | 1 |  | 1.5 | 0.98 | 0.2 | Diameter Used For Flow Approximation & Depth Available | 0.6067 | 4
1942 | 2123 | 16073 | 10007231 | 196448 | DSOTB | Otara Branch | Gravity | Pipe | Tunnelled | OP | CONC | None | 1961-06-30 | -1.33 | -1.81 | dwg | SI | Transmission | Legacy | 2 |  |  | 4 | 825 | [5 empty] | 76410 | NA |  | 214.94 |  | WSL |  | Waikato,Te Kawerau a Maki,Ngāti Maru,Ngāti Tamaoho,Ngāti Whanaunga,Ngāti Tamaterā,Ngāti Pāoa,Ngāi Tai ki Tāmaki,Ngāti Hako,Te Ākitai Waiohua | 2.36 | 2 | 2 | 2016 | CCTV Footage Review Log South_Latest.xls | no | 1 | 3 | 3 | CCTV Available (0-10 Years Old) & Soil Type Available | 2.5753 | 3 | 3 | 4 | 1 |  | 1 | Ocean Intercept, Significant Ecological Area - SEA-M2-2908DD - DD | 5 | 0.83 | 0.079912 | Modelled Flow Data Used & Depth Available | 214.938 | 8
1938 | 2118 | 16072 | 10007230 | 196106 | DSOTB | Otara Branch | Gravity | Pipe | Buried | OP | CONC | None | 1961-06-30 | -1.81 | -1.88 | dwg | SI | Transmission | Legacy | 2 |  |  | 4 | 825 | [5 empty] | 76409 | NA |  | 41 |  | WSL |  | Waikato,Te Kawerau a Maki,Ngāti Maru,Ngāti Tamaoho,Ngāti Whanaunga,Ngāti Tamaterā,Ngāti Pāoa,Ngāi Tai ki Tāmaki,Ngāti Hako,Te Ākitai Waiohua | 2.36 | 2 | 2 | 2016 | CCTV Footage Review Log South_Latest.xls | no | 1 | 3 | 3 | CCTV Available (0-10 Years Old) & Soil Type Available | 2.5753 | 3 | 3 | 4 | 1 |  | 1 |  | 5 | 0.83 | 0.079909 | Modelled Flow Data Used & Depth Available | 40.9987 | 8
2640 | 2867 | 14896 | 10006739 | 195667 | DSONE | Onehunga Branch | Gravity | Pipe | Buried | OP | CONC | None | 1962-06-30 | -0.68 | -1.02 | dwg | WI | Transmission | Legacy | 2 |  |  | 4 | 900 | [5 empty] | 76052 | NA |  | 142.4 |  | WSL |  | Waikato,Te Kawerau a Maki,Ngāti Whātua,Ngāti Maru,Ngāti Whātua o Ōrākei,Ngāti Tamaoho,Ngāti Tamaterā,Ngāi Tai ki Tāmaki,Ngāti Hako,Te Ākitai Waiohua | 2.24 | 2 | 2 | 2021 | CCTV Footage Review Log South_Latest.xls | yes | 1 | 1 | 3 | CCTV Available (0-10 Years Old) & Soil Type Available | 2.5735 | 3 | 3 | 4 | 1 |  | 1 |  | 5 | 0.83 | 0.078091 | Modelled Flow Data Used & Depth Available | 142.3975 | 8
2641 | 2868 | 14895 | 10006738 | 196043 | DSONE | Onehunga Branch | Gravity | Pipe | Buried | OP | CONC | None | 1962-06-30 | -1.02 | -1.25 | dwg | WI | Transmission | Legacy | 2 |  |  | 4 | 900 | [5 empty] | 76051 | NA |  | 82.76 |  | WSL |  | Waikato,Te Kawerau a Maki,Ngāti Whātua,Ngāti Maru,Ngāti Whātua o Ōrākei,Ngāti Tamaoho,Ngāti Tamaterā,Ngāi Tai ki Tāmaki,Ngāti Hako,Te Ākitai Waiohua | 2.24 | 2 | 2 | 2021 | CCTV Footage Review Log South_Latest.xls | yes | 1 | 1 | 3 | CCTV Available (0-10 Years Old) & Soil Type Available | 2.5734 | 3 | 3 | 4 | 1 |  | 1 |  | 5 | 0.83 | 0.078046 | Modelled Flow Data Used & Depth Available | 82.7596 | 8
2643 | 2870 | 14893 | 10006736 | 196194 | DSONE | Onehunga Branch | Gravity | Pipe | Buried | OP | CONC | None | 1962-06-30 | -1.48 | -1.75 | dwg | WI | Transmission | Legacy | 2 |  |  | 4 | 900 | [5 empty] | 76049 | NA |  | 123.86 |  | WSL |  | Waikato,Te Kawerau a Maki,Ngāti Whātua,Ngāti Maru,Ngāti Whātua o Ōrākei,Ngāti Tamaoho,Ngāti Tamaterā,Ngāi Tai ki Tāmaki,Ngāti Hako,Te Ākitai Waiohua | 2.58 | 3 | 2 | 2021 | CCTV Footage Review Log South_Latest.xls | yes | 3 | 3 | 3 | CCTV Available (0-10 Years Old) & Soil Type Available | 2.5733 | 3 | 3 | 4 | 1 | Safe Swim Beach | 1 | Place Of Historic Heritage - Bray's Landing | 5 | 0.83 | 0.077924 | Modelled Flow Data Used & Depth Available | 123.8584 | 14
2645 | 2872 | 14891 | 10006734 | 196042 | DSONE | Onehunga Branch | Gravity | Pipe | Buried | OP | CONC | None | 1962-06-30 | -2.06 | -2.32 | dwg | WI | Transmission | Legacy | 2 |  |  | 4 | 900 | [5 empty] | 76047 | NA |  | 111.19 |  | WSL |  | Waikato,Te Kawerau a Maki,Ngāti Whātua,Ngāti Maru,Ngāti Whātua o Ōrākei,Ngāti Tamaoho,Ngāti Tamaterā,Ngāi Tai ki Tāmaki,Ngāti Hako,Te Ākitai Waiohua | 2.58 | 3 | 2 | 2021 | CCTV Footage Review Log South_Latest.xls | yes | 3 | 3 | 3 | CCTV Available (0-10 Years Old) & Soil Type Available | 2.5732 | 3 | 3 | 4 | 1 |  | 1 | Place Of Historic Heritage - Bray's Landing | 5 | 0.83 | 0.077808 | Modelled Flow Data Used & Depth Available | 111.1863 | 14
2646 | 2873 | 14890 | 10006733 | 195815 | DSONE | Onehunga Branch | Gravity | Pipe | Buried | OP | CONC | None | 1962-06-30 | -2.32 | -2.53 | dwg | WI | Transmission | Legacy | 2 |  |  | 4 | 900 | [5 empty] | 76046 | NA |  | 100.08 |  | WSL |  | Waikato,Te Kawerau a Maki,Ngāti Whātua,Ngāti Maru,Ngāti Whātua o Ōrākei,Ngāti Tamaoho,Ngāti Tamaterā,Ngāi Tai ki Tāmaki,Ngāti Hako,Te Ākitai Waiohua | 2.58 | 3 | 2 | 2021 | CCTV Footage Review Log South_Latest.xls | yes | 3 | 3 | 3 | CCTV Available (0-10 Years Old) & Soil Type Available | 2.5732 | 3 | 3 | 4 | 1 |  | 1 | Place Of Historic Heritage - Bray's Landing | 5 | 0.83 | 0.077763 | Modelled Flow Data Used & Depth Available | 100.0838 | 14
724 | 758 | 15002 | 10006732 | 196193 | DSONE | Onehunga Branch | Gravity | Pipe | Buried | OP | CONC | None | 1962-06-30 | -2.53 | -2.78 | dwg | WI | Transmission | Legacy | 2 |  |  | 4 | 900 | [5 empty] | 76045 | NA |  | 105.9 |  | WSL |  | Waikato,Te Kawerau a Maki,Ngāti Whātua,Ngāti Maru,Ngāti Whātua o Ōrākei,Ngāti Tamaoho,Ngāti Tamaterā,Ngāi Tai ki Tāmaki,Ngāti Hako,Te Ākitai Waiohua | 2.58 | 3 | 2 | 2021 | CCTV Footage Review Log South_Latest.xls | yes | 3 | 3 | 3 | CCTV Available (0-10 Years Old) & Soil Type Available | 2.5731 | 3 | 3 | 4 | 1 |  | 1 | Place Of Historic Heritage - Bray's Landing | 5 | 0.83 | 0.077721 | Modelled Flow Data Used & Depth Available | 105.9 | 14
726 | 760 | 15001 | 10006731 | 195665 | DSONE | Onehunga Branch | Gravity | Pipe | Buried | OP | CONC | None | 1962-06-30 | -2.78 | -3.22 | dwg | WI | Transmission | Legacy | 2 |  |  | 4 | 900 | [5 empty] | 76044 | NA |  | 120.44 |  | WSL |  | Waikato,Te Kawerau a Maki,Ngāti Whātua,Ngāti Maru,Ngāti Whātua o Ōrākei,Ngāti Tamaoho,Ngāti Tamaterā,Ngāi Tai ki Tāmaki,Ngāti Hako,Te Ākitai Waiohua | 2.79 | 3 | 2 | 2021 | CCTV Footage Review Log South_Latest.xls | yes | 5 | 3 | 3 | CCTV Available (0-10 Years Old) & Soil Type Available | 2.5731 | 3 | 3 | 4 | 1 |  | 1 | Place Of Historic Heritage - Bray's Landing | 5 | 0.83 | 0.077692 | Modelled Flow Data Used & Depth Available | 120.4393 | 14
1343 | 1434 | 16678 | 10005692 | 195148 | DSGLE | Glen Eden Branch | Gravity | Pipe | Buried | OP | CONC | None | 1965-06-30 | 2.68 | 2.5 | dwg | WI | Transmission | Legacy | 2 |  |  | 4 | 900 | [5 empty] | 75178 | NA |  | 74.49 |  | WSL |  | Te Kawerau a Maki,Ngāti Whātua,Ngāti Whātua o Ōrākei,Ngāti Tamaoho,Ngāti Tamaterā,Te Ākitai Waiohua | 2 | 2 | 2 | 2011 | te puna wai | no | 1 | 3 | 2 | CCTV Available (10-20 Years Old) & Soil Type Available | 2.5706 | 3 | 3 | 4 | 1 |  | 1 | Place Of Historic Heritage - Tui Glen Reserve Motor Camp and McLeod's House | 5 | 0.83 | 0.075189 | Modelled Flow Data Used & Depth Available | 74.4935 | 8
1342 | 1433 | 16677 | 10005691 | 194641 | DSGLE | Glen Eden Branch | Gravity | Pipe | Buried | OP | CONC | None | 1965-06-30 | 2.5 | 2.31 | dwg | WI | Transmission | Legacy | 2 |  |  | 4 | 900 | [5 empty] | 75177 | NA |  | 89.12 |  | WSL |  | Te Kawerau a Maki,Ngāti Whātua,Ngāti Whātua o Ōrākei,Ngāti Tamaoho,Ngāti Tamaterā,Te Ākitai Waiohua | 2 | 2 | 2 | 2011 | te puna wai | no | 1 | 3 | 2 | CCTV Available (10-20 Years Old) & Soil Type Available | 2.5706 | 3 | 3 | 4 | 1 |  | 1 | Place Of Historic Heritage - Tui Glen Reserve Motor Camp and McLeod's House | 5 | 0.83 | 0.075179 | Modelled Flow Data Used & Depth Available | 89.121 | 8
646 | 675 | 17473 | 10099246 | 195018 | DSGLE | Glen Eden Branch | Gravity | Pipe | Buried | OP | CONC | None | 1965-06-30 | 2.82 | 2.78 | dwg | WI | Transmission | GP07056 | 2 |  |  | 4 | 900 | [5 empty] | 75181 | NA |  | 6.06 |  | WSL |  | Te Kawerau a Maki,Ngāti Whātua,Ngāti Whātua o Ōrākei,Ngāti Tamaoho,Ngāti Tamaterā,Te Ākitai Waiohua | 2.67 | 3 |  |  |  | no | 5 | 3 | 2 | CCTV NOT Available or Over 30 Years Old & Soil Type Available | 2.5705 | 3 | 3 | 4 | 1 |  | 1 | Significant Ecological Area - SEA_T_4959 | 5 | 0.83 | 0.07517 | Modelled Flow Data Used & Depth Available | 6.0566 | 14
645 | 674 | 16837 | 10005694 | 194998 | DSGLE | Glen Eden Branch | Gravity | Pipe | Buried | OP | CONC | None | 1965-06-30 | 2.74 | 2.68 | dwg | WI | Transmission | GP07056 | 2 |  |  | 4 | 900 | [5 empty] | 75179 | NA |  | 16.48 |  | WSL |  | Te Kawerau a Maki,Ngāti Whātua,Ngāti Whātua o Ōrākei,Ngāti Tamaoho,Ngāti Tamaterā,Te Ākitai Waiohua | 2 | 2 | 2 | 2011 | te puna wai | no | 1 | 3 | 2 | CCTV Available (10-20 Years Old) & Soil Type Available | 2.5705 | 3 | 3 | 4 | 1 |  | 1 | Place Of Historic Heritage - Tui Glen Reserve Motor Camp and McLeod's House, Significant Ecological Area - SEA_T_4959 | 5 | 0.83 | 0.075163 | Modelled Flow Data Used & Depth Available | 16.4842 | 8
2981 | 3241 | 907247 | 10090118 | 194123 | DSECB | East Coast Bays Branch Sewer TS7 | Gravity | Pipe | Buried | OP | CONC | None | 1965-01-01 |  |  | dwg | NI | Transmission | Legacy | 2 |  |  | 4 | 724 | [5 empty] | 64532 | NA |  | 176.57 |  | WSL |  | Te Kawerau a Maki,Ngāti Whātua,Ngāti Maru,Ngāti Whātua o Ōrākei,Ngāti Tamaoho,Ngāti Manuhiri,Te Patukirikiri,Ngāti Whanaunga,Ngāti Tamaterā,Ngāti Pāoa,Ngāi Tai ki Tāmaki,Ngāti Hako,Te Ākitai Waiohua | 3 | 3 | 3 | 2016 | te puna wai | no | 1 | 1 | 2 | CCTV Available (0-10 Years Old) & Soil Type Available | 2.568 | 3 | 3 | 3 | 1 | Safe Swim Beach | 1 | Ocean Intercept | 5 | 0.765 | 0.15467 | Modelled Flow Data Used & Depth Available | 176.5696 | 14
3174 | 3438 | 916818 | 10090117 | 194439 | DSECB | East Coast Bays Branch Sewer TS7 | Gravity | Pipe | Buried | OP | CONC | None | 1965-01-01 |  |  | dwg | NI | Transmission | Legacy | 2 |  |  | 4 | 724 | [5 empty] | 64531 | NA |  | 130.06 |  | WSL |  | Te Kawerau a Maki,Ngāti Whātua,Ngāti Maru,Ngāti Whātua o Ōrākei,Ngāti Tamaoho,Ngāti Manuhiri,Te Patukirikiri,Ngāti Whanaunga,Ngāti Tamaterā,Ngāti Pāoa,Ngāi Tai ki Tāmaki,Ngāti Hako,Te Ākitai Waiohua | 3 | 3 | 3 | 2016 | te puna wai | no | 1 | 1 | 2 | CCTV Available (0-10 Years Old) & Soil Type Available | 2.568 | 3 | 3 | 3 | 1 | Safe Swim Beach | 1 | Ocean Intercept | 5 | 0.765 | 0.15467 | Modelled Flow Data Used & Depth Available | 130.0633 | 14
2991 | 3251 | 908281 | 10090116 | 194312 | DSECB | East Coast Bays Branch Sewer TS7 | Gravity | Pipe | Buried | OP | CONC | None | 1965-01-01 |  |  | dwg | NI | Transmission | Legacy | 2 |  |  | 4 | 724 | [5 empty] | 64530 | NA |  | 52.06 |  | WSL |  | Te Kawerau a Maki,Ngāti Whātua,Ngāti Maru,Ngāti Whātua o Ōrākei,Ngāti Tamaoho,Ngāti Manuhiri,Te Patukirikiri,Ngāti Whanaunga,Ngāti Tamaterā,Ngāti Pāoa,Ngāi Tai ki Tāmaki,Ngāti Hako,Te Ākitai Waiohua | 3 | 3 | 3 | 2016 | te puna wai | no | 1 | 1 | 2 | CCTV Available (0-10 Years Old) & Soil Type Available | 2.568 | 3 | 3 | 3 | 1 | Safe Swim Beach | 1 | Ocean Intercept | 5 | 0.765 | 0.15467 | Modelled Flow Data Used & Depth Available | 52.0554 | 14
110 | 116 | 16183 | 10005900 | 194924 | DSHIN | Howick Interceptor | Gravity | Pipe | Buried | OP | CONC | None | 1964-06-30 | 23.5 | 23.07 | dwg | HI | Transmission | Legacy | 1 |  |  | 4 | 450 | [5 empty] | 75473 | NA |  | 107.03 |  | WSL |  | Waikato,Ngāti Maru,Ngāti Tamaoho,Te Patukirikiri,Ngāti Whanaunga,Ngāti Tamaterā,Ngāti Pāoa,Ngāi Tai ki Tāmaki,Ngāti Hako,Te Ākitai Waiohua | 3 | 3 | 3 | 2015 | CCTV Footage Review Log South_Latest.xls | no | 5 | 1 | 2 | CCTV Available (0-10 Years Old) & Soil Type Available | 2.5612 | 3 | 2 | 2 | 2 | Public Park & Sports Area | 1 |  | 1 | 0.87 | 0.031691 | Modelled Flow Data Used & Depth Available | 107.0259 | 14
1 | 1 | 16182 | 10005899 | 195295 | DSHIN | Howick Interceptor | Gravity | Pipe | Buried | OP | CONC | None | 1964-06-30 | 22.87 | 22.59 | dwg | HI | Transmission | Legacy | 1 |  |  | 4 | 450 | [5 empty] | 75472 | NA |  | 108.9 |  | WSL |  | Waikato,Ngāti Maru,Ngāti Tamaoho,Te Patukirikiri,Ngāti Whanaunga,Ngāti Tamaterā,Ngāti Pāoa,Ngāi Tai ki Tāmaki,Ngāti Hako,Te Ākitai Waiohua | 3 | 3 | 3 | 2015 | CCTV Footage Review Log South_Latest.xls | no | 5 | 1 | 2 | CCTV Available (0-10 Years Old) & Soil Type Available | 2.5612 | 3 | 2 | 2 | 2 | Public Park & Sports Area | 1 |  | 1 | 0.87 | 0.031613 | Modelled Flow Data Used & Depth Available | 108.8978 | 14
1471 | 1571 | 15406 | 10004613 | 193563 | DSB09 | Branch 9 Mt Roskill | Gravity | Pipe | Buried | OP | CONC | None | 1946-06-30 | 45.81 | 45.55 | dwg | WI | Transmission | Legacy | 2 |  |  | 4 | 525 | [5 empty] | 74318 | NA |  | 148.54 |  | WSL |  | Waikato,Te Kawerau a Maki,Ngāti Whātua,Ngāti Maru,Ngāti Whātua o Ōrākei,Ngāti Tamaoho,Ngāti Tamaterā,Ngāi Tai ki Tāmaki,Ngāti Hako,Te Ākitai Waiohua | 2.67 | 3 | 2 | 2016 | CCTV Footage Review Log South_Latest.xls | no | 5 | 1 | 3 | CCTV Available (0-10 Years Old) & Soil Type Available | 2.5607 | 3 | 2 | 2 | 2 | Public Park & Sports Area | 1 |  | 1 | 0.87 | 0.029458 | Modelled Flow Data Used & Depth Available | 148.5396 | 14
951 | 1005 | 16504 | 10008768 | 197098 | DSTID | Titirangi Diversion Taylor Street | Gravity | Pipe | Buried | OP | CONC | None | 1989-06-30 | 2.46 | 2.37 | dwg | WI | Transmission | Legacy | 2 |  |  | 4 | 825 | [5 empty] | 77930 | NA |  | 49.39 |  | WSL |  | Waikato,Te Kawerau a Maki,Ngāti Whātua,Ngāti Maru,Ngāti Whātua o Ōrākei,Ngāti Tamaoho,Ngāti Tamaterā,Ngāi Tai ki Tāmaki,Ngāti Hako,Te Ākitai Waiohua | 1.69 | 2 | 1 | 2011 | te puna wai | no | 5 | 3 | 1 | CCTV Available (10-20 Years Old) & Soil Type Available | 2.5543 | 3 | 3 | 4 | 1 |  | 1 |  | 5 | 0.83 | 0.058999 | Modelled Flow Data Used & Depth Available | 49.3877 | 8
2331 | 2542 | 16572 | 10008883 | 197310 | DSTIT | Titirangi Branch | Gravity | Pipe | Buried | OP | CONC | None | 1964-06-30 | 2.73 | 2.54 | dwg | WI | Transmission | Legacy | 2 |  |  | 4 | 825 | [5 empty] | 78029 | NA |  | 89.59 |  | WSL |  | Waikato,Te Kawerau a Maki,Ngāti Whātua,Ngāti Maru,Ngāti Whātua o Ōrākei,Ngāti Tamaoho,Ngāti Tamaterā,Ngāi Tai ki Tāmaki,Ngāti Hako,Te Ākitai Waiohua | 3 | 3 | 3 | 2002 | te puna wai | no | 1 | 3 | 2 | CCTV Available (20-30 Years Old) & Soil Type Available | 2.5535 | 3 | 3 | 4 | 1 |  | 1 |  | 5 | 0.83 | 0.058234 | Modelled Flow Data Used & Depth Available | 89.5884 | 14
2275 | 2486 | 16506 | 10008766 | 197496 | DSTID | Titirangi Diversion Taylor Street | Gravity | Pipe | Buried | OP | CONC | None | 1989-06-30 | 2.15 | 1.99 | dwg | WI | Transmission | Legacy | 2 |  |  | 4 | 1050 | [5 empty] | 77928 | NA |  | 158.08 |  | WSL |  | Waikato,Te Kawerau a Maki,Ngāti Whātua,Ngāti Maru,Ngāti Whātua o Ōrākei,Ngāti Tamaoho,Ngāti Tamaterā,Ngāi Tai ki Tāmaki,Ngāti Hako,Te Ākitai Waiohua | 1.15 | 1 | 1 | 2011 | te puna wai | no | 1 | 3 | 1 | CCTV Available (10-20 Years Old) & Soil Type Available | 2.5535 | 3 | 3 | 4 | 1 |  | 1 |  | 5 | 0.83 | 0.058221 | Modelled Flow Data Used & Depth Available | 158.0819 | 4
1142 | 1208 | 15958 | 10004040 | 193500 | DSAVD | Avondale Branch Diversion | Gravity | Pipe | Buried | OP | CONC | None | 1957-06-30 | 20.77 | 20.36 | dwg | WI | Transmission | Legacy | 2 |  |  | 4 | 900 | [5 empty] | 73860 | NA |  | 62.15 |  | WSL |  | Waikato,Te Kawerau a Maki,Ngāti Whātua,Ngāti Maru,Ngāti Whātua o Ōrākei,Ngāti Tamaoho,Ngāti Tamaterā,Ngāi Tai ki Tāmaki,Ngāti Hako,Te Ākitai Waiohua | 2.41 | 2 |  |  |  | no | 1 | 1 | 3 | CCTV NOT Available or Over 30 Years Old & Soil Type Available | 2.5535 | 3 | 3 | 4 | 1 |  | 1 |  | 5 | 0.83 | 0.058214 | Modelled Flow Data Used & Depth Available | 62.152 | 8
4494 | 4794 | 4579705 | 10110290 | 198031 | DSLYF | Lynfield Branch | Gravity | Pipe | Buried | OP | CLS |  | 2013-11-13 | 25.08 | 24.02 | dwg | WI | Transmission | T0000743 | 2 |  |  | 4 | 300 | [5 empty] | 172689 | NA |  | 10.32 |  | WSL |  | Waikato,Te Kawerau a Maki,Ngāti Whātua,Ngāti Maru,Ngāti Whātua o Ōrākei,Ngāti Tamaoho,Ngāti Tamaterā,Ngāi Tai ki Tāmaki,Ngāti Hako,Te Ākitai Waiohua | 1.97 | 2 |  |  |  | no | 5 | 3 | 1 | CCTV NOT Available or Over 30 Years Old & Soil Type Available | 2.552 | 3 | 1 | 1 | 2.5 | Property Parcels | 1 |  | 1 | 0.96 | 0.2 | Diameter Used For Flow Approximation & Depth Available | 10.3243 | 8
1778 | 1939 | 17452 | 10007718 | 196770 | DSPPC | Papatoetoe North Central Branch | Gravity | Pipe | Buried | OP | CONC | None | 1958-06-30 | 4.48 | 4.45 | dwg | SI | Transmission | Legacy | 2 |  |  | 4 | 318 | [5 empty] | 77011 | NA |  | 5.27 |  | WSL |  | Waikato,Te Kawerau a Maki,Ngāti Maru,Ngāti Tamaoho,Ngāti Tamaterā,Ngāi Tai ki Tāmaki,Ngāti Hako,Te Ākitai Waiohua | 2.79 | 3 | 2 | 2021 | CCTV Footage Review Log South_Latest.xls | no | 5 | 3 | 3 | CCTV Available (0-10 Years Old) & Soil Type Available | 2.552 | 3 | 1 | 1 | 2.5 | Property Parcels | 1 |  | 1 | 0.96 | 0.2 | Diameter Used For Flow Approximation & Depth Available | 5.2681 | 14
1556 | 1678 | 15624 | 10004870 | 193869 | DSB7A | Branch 7A Morningside | Gravity | Pipe | Buried | OP | CONC | None | 1912-06-30 | 15.51 | 15.44 | dwg | OM | Transmission | Legacy | 2 |  |  | 4 | 300 | [5 empty] | 74447 | NA |  | 5.36 |  | WSL |  | Te Kawerau a Maki,Ngāti Whātua,Ngāti Maru,Ngāti Whātua o Ōrākei,Ngāti Tamaoho,Ngāti Tamaterā,Ngāi Tai ki Tāmaki,Ngāti Hako,Te Ākitai Waiohua | 4.41 | 4 |  |  |  | no | 3 | 3 | 5 | CCTV NOT Available or Over 30 Years Old & Soil Type Available | 2.552 | 3 | 1 | 1 | 2.5 | Property Parcels | 1 |  | 1 | 0.96 | 0.2 | Diameter Used For Flow Approximation & Depth Available | 5.358 | 18
786 | 825 | 17379 | 10005545 | 194462 | DSFLD | Flat Bush Diversion | Gravity | Pipe | Buried | OP | CONC | None | 2000-01-18 | 15.94 | 15.06 | dwg | TE | Transmission | DC06038 | 2 |  |  | 4 | 375 | [5 empty] | 74989 | NA |  | 197.65 |  | WSL |  | Waikato,Ngāti Maru,Ngāti Tamaoho,Ngāti Whanaunga,Ngāti Tamaterā,Ngāti Pāoa,Ngāi Tai ki Tāmaki,Ngāti Hako,Te Ākitai Waiohua | 2 | 2 | 2 | 2003 | CCTV Footage Review Log South_Latest.xls | no | 1 | 3 | 1 | CCTV Available (20-30 Years Old) & Soil Type Available | 2.552 | 3 | 1 | 1 | 2.5 | Property Parcels | 1 |  | 1 | 0.96 | 0.2 | Diameter Used For Flow Approximation & Depth Available | 197.6492 | 8
789 | 828 | 17381 | 10005547 | 194611 | DSFLD | Flat Bush Diversion | Gravity | Pipe | Buried | OP | CONC | None | 2000-01-18 | 17.3 | 16.61 | dwg | TE | Transmission | DC06038 | 2 |  |  | 4 | 375 | [5 empty] | 74991 | NA |  | 173 |  | WSL |  | Waikato,Ngāti Maru,Ngāti Tamaoho,Ngāti Whanaunga,Ngāti Tamaterā,Ngāti Pāoa,Ngāi Tai ki Tāmaki,Ngāti Hako,Te Ākitai Waiohua | 2 | 2 | 2 | 2003 | CCTV Footage Review Log South_Latest.xls | no | 1 | 3 | 1 | CCTV Available (20-30 Years Old) & Soil Type Available | 2.552 | 3 | 1 | 1 | 2.5 | Property Parcels | 1 |  | 1 | 0.96 | 0.2 | Diameter Used For Flow Approximation & Depth Available | 172.9954 | 8
854 | 894 | 17563 | 10005551 | 194612 | DSFLD | Flat Bush Diversion | Gravity | Pipe | Buried | OP | CONC | None | 2002-10-01 | 18.88 | 18.26 | dwg | TE | Transmission | Legacy | 2 |  |  | 4 | 375 | [5 empty] | 74995 | NA |  | 134.88 |  | WSL |  | Waikato,Ngāti Maru,Ngāti Tamaoho,Ngāti Whanaunga,Ngāti Tamaterā,Ngāti Pāoa,Ngāi Tai ki Tāmaki,Ngāti Hako,Te Ākitai Waiohua | 1.18 | 1 | 1 | 2003 | CCTV Footage Review Log South_Latest.xls | no | 1 | 3 | 1 | CCTV Available (20-30 Years Old) & Soil Type Available | 2.552 | 3 | 1 | 1 | 2.5 | Property Parcels | 1 |  | 1 | 0.96 | 0.2 | Diameter Used For Flow Approximation & Depth Available | 134.8813 | 4
853 | 893 | 17562 | 10005550 | 194731 | DSFLD | Flat Bush Diversion | Gravity | Pipe | Buried | OP | CONC | None | 2002-10-01 | 18.26 | 17.74 | dwg | TE | Transmission | Legacy | 2 |  |  | 4 | 375 | [5 empty] | 74994 | NA |  | 125.44 |  | WSL |  | Waikato,Ngāti Maru,Ngāti Tamaoho,Ngāti Whanaunga,Ngāti Tamaterā,Ngāti Pāoa,Ngāi Tai ki Tāmaki,Ngāti Hako,Te Ākitai Waiohua | 1.18 | 1 | 1 | 2003 | CCTV Footage Review Log South_Latest.xls | no | 1 | 3 | 1 | CCTV Available (20-30 Years Old) & Soil Type Available | 2.552 | 3 | 1 | 1 | 2.5 | Property Parcels | 1 |  | 1 | 0.96 | 0.2 | Diameter Used For Flow Approximation & Depth Available | 125.4442 | 4
1089 | 1149 | 17561 | 10005549 | 194463 | DSFLD | Flat Bush Diversion | Gravity | Pipe | Buried | OP | CONC | None | 2002-10-01 | 17.74 | 17.39 | dwg | TE | Transmission | Legacy | 2 |  |  | 4 | 375 | [5 empty] | 74993 | NA |  | 91.99 |  | WSL |  | Waikato,Ngāti Maru,Ngāti Tamaoho,Ngāti Whanaunga,Ngāti Tamaterā,Ngāti Pāoa,Ngāi Tai ki Tāmaki,Ngāti Hako,Te Ākitai Waiohua | 1.18 | 1 | 1 | 2003 | CCTV Footage Review Log South_Latest.xls | no | 1 | 3 | 1 | CCTV Available (20-30 Years Old) & Soil Type Available | 2.552 | 3 | 1 | 1 | 2.5 | Property Parcels | 1 |  | 1 | 0.96 | 0.2 | Diameter Used For Flow Approximation & Depth Available | 91.9851 | 4
833 | 873 | 15506 | 10004090 | 193524 | DSB01 | Branch 1 Remuera | Gravity | Pipe | Buried | OP | VC | None | 1910-06-30 | 58.09 | 57.08 | dwg | OM | Transmission | Legacy | 2 |  |  | 4 | 375 | [5 empty] | 73944 | NA |  | 78.25 |  | WSL |  | Waikato,Te Kawerau a Maki,Ngāti Whātua,Ngāti Maru,Ngāti Whātua o Ōrākei,Ngāti Tamaoho,Ngāti Tamaterā,Ngāti Pāoa,Ngāi Tai ki Tāmaki,Ngāti Hako,Te Ākitai Waiohua | 3.07 | 3 | 3 | 2018 | te puna wai | yes | 1 | 1 | 4 | CCTV Available (0-10 Years Old) & Soil Type Available | 2.552 | 3 | 1 | 1 | 2.5 | Property Parcels | 1 | Aquifer - Onehunga Volcanic Aquifer | 1 | 0.96 | 0.2 | Diameter Used For Flow Approximation & Depth Available | 78.2545 | 14
835 | 875 | 15508 | 10004092 | 193288 | DSB01 | Branch 1 Remuera | Gravity | Pipe | Buried | OP | CONC | None | 1985-06-30 | 58.69 | 58.33 | dwg | OM | Transmission | Legacy | 2 |  |  | 4 | 375 | [5 empty] | 73946 | NA |  | 67.55 |  | WSL |  | Waikato,Te Kawerau a Maki,Ngāti Whātua,Ngāti Maru,Ngāti Whātua o Ōrākei,Ngāti Tamaoho,Ngāti Tamaterā,Ngāti Pāoa,Ngāi Tai ki Tāmaki,Ngāti Hako,Te Ākitai Waiohua | 3 | 3 | 3 | 2013 | te puna wai | yes | 1 | 1 | 1 | CCTV Available (10-20 Years Old) & Soil Type Available | 2.552 | 3 | 1 | 1 | 2.5 | Property Parcels | 1 | Aquifer - Onehunga Volcanic Aquifer | 1 | 0.96 | 0.2 | Diameter Used For Flow Approximation & Depth Available | 67.5469 | 14
836 | 876 | 15509 | 10004093 | 193531 | DSB01 | Branch 1 Remuera | Gravity | Pipe | Buried | OP | VC | None | 1910-06-30 | 58.95 | 58.69 | dwg | OM | Transmission | Legacy | 2 |  |  | 4 | 375 | [5 empty] | 73947 | NA |  | 58.38 |  | WSL |  | Waikato,Te Kawerau a Maki,Ngāti Whātua,Ngāti Maru,Ngāti Whātua o Ōrākei,Ngāti Tamaoho,Ngāti Tamaterā,Ngāti Pāoa,Ngāi Tai ki Tāmaki,Ngāti Hako,Te Ākitai Waiohua | 3.08 | 3 | 3 | 2013 | te puna wai | yes | 1 | 1 | 4 | CCTV Available (10-20 Years Old) & Soil Type Available | 2.552 | 3 | 1 | 1 | 2.5 | Property Parcels | 1 | Aquifer - Onehunga Volcanic Aquifer | 1 | 0.96 | 0.2 | Diameter Used For Flow Approximation & Depth Available | 58.3831 | 14
790 | 829 | 17382 | 10005548 | 194885 | DSFLD | Flat Bush Diversion | Gravity | Pipe | Buried | OP | CONC | None | 2000-01-18 | 17.25 | 17.39 | dwg | TE | Transmission | DC06038 | 2 |  |  | 4 | 375 | [5 empty] | 74992 | NA |  | 35.56 |  | WSL |  | Waikato,Ngāti Maru,Ngāti Tamaoho,Ngāti Whanaunga,Ngāti Tamaterā,Ngāti Pāoa,Ngāi Tai ki Tāmaki,Ngāti Hako,Te Ākitai Waiohua | 2 | 2 | 2 | 2003 | CCTV Footage Review Log South_Latest.xls | no | 1 | 3 | 1 | CCTV Available (20-30 Years Old) & Soil Type Available | 2.552 | 3 | 1 | 1 | 2.5 | Property Parcels | 1 |  | 1 | 0.96 | 0.2 | Diameter Used For Flow Approximation & Depth Available | 35.564 | 8
4618 | 721114 | 5519038 | 10008523 | 81218103 | DSSWN | Swanson Branch | Gravity | Pipe | Buried | OP | CU | None | 1965-06-30 | 21.11 | 15.71 | dwg | WI | Transmission | Legacy | 2 |  |  | 4 | 375 | ASBUILT | ASBUILT | ASBUILT | ASBUILT | SPLIT | 77789 | NA |  | 11.65 | ASBUILT | WSL |  | Te Kawerau a Maki,Ngāti Whātua,Ngāti Whātua o Ōrākei,Ngāti Tamaoho,Ngāti Tamaterā,Te Ākitai Waiohua | 2.62 | 3 |  |  |  | no | 1 | 3 | 3 | CCTV NOT Available or Over 30 Years Old & Soil Type Available | 2.552 | 3 | 1 | 1 | 2.5 | Property Parcels | 1 |  | 1 | 0.96 | 0.2 | Diameter Used For Flow Approximation & Depth Available | 11.6477 | 14
834 | 874 | 15507 | 10004091 | 193368 | DSB01 | Branch 1 Remuera | Gravity | Pipe | Buried | OP | VC | None | 1910-06-30 | 58.33 | 58.09 | dwg | OM | Transmission | Legacy | 2 |  |  | 4 | 375 | [5 empty] | 73945 | NA |  | 10.48 |  | WSL |  | Waikato,Te Kawerau a Maki,Ngāti Whātua,Ngāti Maru,Ngāti Whātua o Ōrākei,Ngāti Tamaoho,Ngāti Tamaterā,Ngāti Pāoa,Ngāi Tai ki Tāmaki,Ngāti Hako,Te Ākitai Waiohua | 3.07 | 3 | 3 | 2018 | te puna wai | yes | 1 | 1 | 4 | CCTV Available (0-10 Years Old) & Soil Type Available | 2.552 | 3 | 1 | 1 | 2.5 | Property Parcels | 1 | Aquifer - Onehunga Volcanic Aquifer | 1 | 0.96 | 0.2 | Diameter Used For Flow Approximation & Depth Available | 10.4773 | 14
3438 | 3711 | 933688 | 10090005 | 194420 | DSCWD | Chatswood Branch Sewer TS9 | Gravity | Pipe | Buried | OP | CONC | None | 1960-01-01 |  |  | dwg | NI | Transmission | Legacy | 2 |  |  | 4 | 490 | [5 empty] | 64452 | NA |  | 45.27 |  | WSL |  | Te Kawerau a Maki,Ngāti Whātua,Ngāti Maru,Ngāti Whātua o Ōrākei,Ngāti Tamaoho,Te Patukirikiri,Ngāti Tamaterā,Ngāti Pāoa,Ngāi Tai ki Tāmaki,Ngāti Hako,Te Ākitai Waiohua | 3.17 | 3 |  |  |  | no | 5 | 1 | 3 | CCTV NOT Available or Over 30 Years Old & Soil Type Available | 2.5509 | 3 | 2 | 2 | 1 |  | 4 | Significant Ecological Area - SEA_T_8169, NZ River Lines | 1.5 | 0.86 | 0.052067 | Modelled Flow Data Used & Depth Available | 45.2694 | 14
1064 | 1124 | 16105 | 10009029 | 197895 | DSTSE | Tamaki South East Branch | Gravity | Pipe | Buried | OP | CONC | None | 1982-06-30 | 9.05 | 8.76 | dwg | TE | Transmission | Legacy | 2 |  |  | 4 | 900 | [5 empty] | 78125 | NA |  | 124.27 |  | WSL |  | Waikato,Ngāti Maru,Ngāti Tamaoho,Ngāti Whanaunga,Ngāti Tamaterā,Ngāti Pāoa,Ngāi Tai ki Tāmaki,Ngāti Hako,Te Ākitai Waiohua | 2 | 2 | 2 | 2015 | te puna wai | no | 1 | 3 | 2 | CCTV Available (0-10 Years Old) & Soil Type Available | 2.5509 | 3 | 3 | 4 | 1 |  | 1 |  | 5 | 0.83 | 0.055576 | Modelled Flow Data Used & Depth Available | 124.27 | 8
2974 | 3233 | 911143 | 10090010 | 194295 | DSCWD | Chatswood Branch Sewer TS9 | Gravity | Pipe | Buried | OP | CONC | None | 1960-01-01 |  |  | dwg | NI | Transmission | Legacy | 2 |  |  | 4 | 490 | [5 empty] | 64458 | NA |  | 73.37 |  | WSL |  | Te Kawerau a Maki,Ngāti Whātua,Ngāti Maru,Ngāti Whātua o Ōrākei,Ngāti Tamaoho,Te Patukirikiri,Ngāti Tamaterā,Ngāti Pāoa,Ngāi Tai ki Tāmaki,Ngāti Hako,Te Ākitai Waiohua | 3.17 | 3 |  |  |  | no | 5 | 1 | 3 | CCTV NOT Available or Over 30 Years Old & Soil Type Available | 2.5505 | 3 | 2 | 2 | 1 |  | 4 | Significant Ecological Area - SEA_T_8169, NZ River Lines | 1.5 | 0.86 | 0.04977 | Modelled Flow Data Used & Depth Available | 73.3659 | 14
714 | 747 | 17334 | 10009047 | 197423 | DSTSE | Tamaki South East Branch | Gravity | Pipe | Buried | OP | CONC | None | 1998-12-18 | 13.95 | 13.69 | dwg | TE | Transmission | DC06038 | 2 |  |  | 4 | 825 | [5 empty] | 78143 | NA |  | 140.96 |  | WSL |  | Waikato,Ngāti Maru,Ngāti Tamaoho,Ngāti Whanaunga,Ngāti Tamaterā,Ngāti Pāoa,Ngāi Tai ki Tāmaki,Ngāti Hako,Te Ākitai Waiohua | 1.18 | 1 | 1 | 1999 | te puna wai | no | 1 | 3 | 1 | CCTV Available (20-30 Years Old) & Soil Type Available | 2.5504 | 3 | 3 | 4 | 1 |  | 1 |  | 5 | 0.83 | 0.055151 | Modelled Flow Data Used & Depth Available | 140.9559 | 4
79 | 85 | 15243 | 10007088 | 196296 | DSORM | Orakei Main Sewer | Gravity | Pipe | Buried | OP | BRICK | None | 1911-06-30 | 7.4 | 7.32 | dwg | OM | Transmission | Legacy | 1 |  |  | 4 | 1050 | [5 empty] | 76294 | NA |  | 109.78 |  | WSL |  | Te Kawerau a Maki,Ngāti Whātua,Ngāti Maru,Ngāti Whātua o Ōrākei,Ngāti Tamaoho,Ngāti Tamaterā,Ngāi Tai ki Tāmaki,Ngāti Hako,Te Ākitai Waiohua | 3.51 | 4 | 3 | 2013 | CCTV Footage Review Log South_Latest.xls | no | 3 | 3 | 4 | CCTV Available (10-20 Years Old) & Soil Type Available | 2.5466 | 3 | 3 | 4 | 1 |  | 1 | Aquifer - Auckland Isthmus Volcanic Aquifer | 5 | 0.83 | 0.051381 | Modelled Flow Data Used & Depth Available | 109.7789 | 18
76 | 82 | 16410 | 10008811 | 197506 | DSTIN | Tamaki East Interceptor | Gravity | Pipe | Buried | OP | CONC | None | 1985-06-30 | 10.09 | 9.98 | dwg | TE | Transmission | Legacy | 1 |  |  | 4 | 1050 | [5 empty] | 77990 | NA |  | 57.93 |  | WSL |  | Waikato,Ngāti Maru,Ngāti Tamaoho,Ngāti Whanaunga,Ngāti Tamaterā,Ngāti Pāoa,Ngāi Tai ki Tāmaki,Ngāti Hako,Te Ākitai Waiohua | 2 | 2 | 2 | 2008 | CCTV Footage Review Log South_Latest.xls | no | 1 | 3 | 1 | CCTV Available (10-20 Years Old) & Soil Type Available | 2.5453 | 3 | 3 | 4 | 1 |  | 1 |  | 5 | 0.83 | 0.050052 | Modelled Flow Data Used & Depth Available | 57.9275 | 8
2260 | 2471 | 15115 | 10004382 | 193438 | DSB07 | Branch 7 Arch Hill | Gravity | Pipe | Buried | OP | CONC | None | 1912-06-30 | 9.25 | 9.19 | dwg | OM | Transmission | Legacy | 2 |  |  | 4 | 910 | [5 empty] | 74155 | NA |  | 22.26 |  | WSL |  | Te Kawerau a Maki,Ngāti Whātua,Ngāti Maru,Ngāti Whātua o Ōrākei,Ngāti Tamaoho,Ngāti Tamaterā,Ngāi Tai ki Tāmaki,Ngāti Hako,Te Ākitai Waiohua | 3.49 | 3 | 2 | 2016 | te puna wai | no | 5 | 1 | 5 | CCTV Available (0-10 Years Old) & Soil Type Available | 2.5437 | 3 | 3 | 4 | 1 |  | 1 | Aquifer - Western Springs Volcanic Aquifer | 5 | 0.83 | 0.048453 | Modelled Flow Data Used & Depth Available | 22.2577 | 14
2259 | 2470 | 15116 | 10004383 | 193593 | DSB07 | Branch 7 Arch Hill | Gravity | Pipe | Buried | OP | CONC | None | 1912-06-30 | 9.31 | 9.25 | dwg | OM | Transmission | Legacy | 2 |  |  | 4 | 910 | [5 empty] | 74156 | NA |  | 8.34 |  | WSL |  | Te Kawerau a Maki,Ngāti Whātua,Ngāti Maru,Ngāti Whātua o Ōrākei,Ngāti Tamaoho,Ngāti Tamaterā,Ngāi Tai ki Tāmaki,Ngāti Hako,Te Ākitai Waiohua | 3.49 | 3 | 2 | 2016 | te puna wai | no | 5 | 1 | 5 | CCTV Available (0-10 Years Old) & Soil Type Available | 2.5437 | 3 | 3 | 4 | 1 |  | 1 | Aquifer - Western Springs Volcanic Aquifer | 5 | 0.83 | 0.048453 | Modelled Flow Data Used & Depth Available | 8.3431 | 14
4761 | 746098 | 5725740 | 0 | 82770475 | DSMIL | Milldale Branch Sewer | Rising | Pipe | Buried | OP | PE | None | 2021-05-28 | 13.98 | 27.22 | 0.1s | NI | Transmission | 2012755.00 | 2 |  |  |  | 560 | ASBUILT | ASBUILT | ASBUILT | ASBUILT | CONS | 82762811 |  |  | 258.81 | ASBUILT | WSL |  | Te Kawerau a Maki,Ngāti Whātua,Ngāti Maru,Ngāti Whātua o Kaipara,Ngāti Manuhiri,Ngāti Whanaunga,Ngāti Tamaterā,Ngāti Pāoa,Ngāi Tai ki Tāmaki,Ngāti Hako,Te Ākitai Waiohua | 1.59 | 2 |  |  |  | no | 3 | 3 | 1 | CCTV NOT Available or Over 30 Years Old & Soil Type Not Available | 2.543 | 3 | 2 | 5 | 1 |  | 1 |  | 1.5 | 0.77 | 0.4 | Diameter Used For Flow Approximation & Depth Available | 258.8074 | 8
4764 | 746101 | 5725745 | 0 | 82770478 | DSMIL | Milldale Branch Sewer | Rising | Pipe | Buried | OP | PE | None | 2021-05-28 | 17.3 | 17.74 | 0.1s | NI | Transmission | 2012755.00 | 2 |  |  |  | 560 | ASBUILT | ASBUILT | ASBUILT | ASBUILT | CONS | 82762814 |  |  | 45.13 | ASBUILT | WSL |  | Te Kawerau a Maki,Ngāti Whātua,Ngāti Maru,Ngāti Manuhiri,Ngāti Whanaunga,Ngāti Tamaterā,Ngāti Pāoa,Ngāi Tai ki Tāmaki,Ngāti Hako,Te Ākitai Waiohua | 1.59 | 2 |  |  |  | no | 3 | 3 | 1 | CCTV NOT Available or Over 30 Years Old & Soil Type Not Available | 2.543 | 3 | 2 | 5 | 1 |  | 1 |  | 1.5 | 0.77 | 0.4 | Diameter Used For Flow Approximation & Depth Available | 45.1339 | 8
4763 | 746100 | 5725743 | 0 | 82770476 | DSMIL | Milldale Branch Sewer | Rising | Pipe | Buried | OP | PE | None | 2021-05-28 | 16.37 | 13.95 | 0.1s | NI | Transmission | 2012755.00 | 2 |  |  |  | 560 | ASBUILT | ASBUILT | ASBUILT | ASBUILT | CONS | 82762812 |  |  | 23.71 | ASBUILT | WSL |  | Te Kawerau a Maki,Ngāti Whātua,Ngāti Maru,Ngāti Whātua o Kaipara,Ngāti Manuhiri,Ngāti Whanaunga,Ngāti Tamaterā,Ngāti Pāoa,Ngāi Tai ki Tāmaki,Ngāti Hako,Te Ākitai Waiohua | 1.59 | 2 |  |  |  | no | 3 | 3 | 1 | CCTV NOT Available or Over 30 Years Old & Soil Type Not Available | 2.543 | 3 | 2 | 5 | 1 |  | 1 | Significant Ecological Area - SEA_T_2192a | 1.5 | 0.77 | 0.4 | Diameter Used For Flow Approximation & Depth Available | 23.7084 | 8
4071 | 4350 | 933769 | 10089331 | 194121 | DSBAV | Bayview Branch Sewer TS13 | Gravity | Pipe | Bridged | OP | CONC | None | 1972-01-01 |  |  | dwg | NI | Transmission | Legacy | 2 |  |  | 4 | 440 | [5 empty] | 64088 | NA |  | 33.99 |  | WSL |  | Te Kawerau a Maki,Ngāti Whātua,Ngāti Maru,Ngāti Whātua o Ōrākei,Ngāti Tamaoho,Ngāti Manuhiri,Ngāti Whanaunga,Ngāti Tamaterā,Ngāti Pāoa,Ngāi Tai ki Tāmaki,Ngāti Hako,Te Ākitai Waiohua | 1.71 | 2 |  |  | CCTV app | yes | 1 | 1 | 2 | CCTV NOT Available or Over 30 Years Old & Soil Type Not Available | 2.543 | 3 | 2 | 5 | 1 |  | 1 | Significant Ecological Area - SEA_T_8320 | 1.5 | 0.77 | 0.4 | Diameter Used For Flow Approximation & Depth Available | 33.9909 | 8
3647 | 3921 | 906140 | 10089324 | 193681 | DSBAV | Bayview Branch Sewer TS13 | Gravity | Pipe | Bridged | OP | CONC | None | 1972-01-01 |  |  | dwg | NI | Transmission | Legacy | 2 |  |  | 4 | 440 | [5 empty] | 64081 | NA |  | 32.9 |  | WSL |  | Te Kawerau a Maki,Ngāti Whātua,Ngāti Maru,Ngāti Whātua o Ōrākei,Ngāti Tamaoho,Ngāti Manuhiri,Ngāti Whanaunga,Ngāti Tamaterā,Ngāti Pāoa,Ngāi Tai ki Tāmaki,Ngāti Hako,Te Ākitai Waiohua | 1.71 | 2 |  |  |  | no | 1 | 1 | 2 | CCTV NOT Available or Over 30 Years Old & Soil Type Not Available | 2.543 | 3 | 2 | 5 | 1 |  | 1 | Significant Ecological Area - SEA_T_8323 | 1.5 | 0.77 | 0.4 | Diameter Used For Flow Approximation & Depth Available | 32.9046 | 8
3156 | 3419 | 911503 | 10088529 | 195982 | DSOTV | Oteha Valley Branch Sewer TS27 | Gravity | Pipe | Bridged | OP | CLS | None | 1992-07-01 |  |  | dwg | NI | Transmission | Legacy | 2 |  |  | 4 | 525 | [5 empty] | 65218 | NA |  | 20 |  | WSL |  | Te Kawerau a Maki,Ngāti Whātua,Ngāti Maru,Ngāti Whātua o Kaipara,Ngāti Whātua o Ōrākei,Ngāti Tamaoho,Ngāti Manuhiri,Ngāti Whanaunga,Ngāti Tamaterā,Ngāti Pāoa,Ngāi Tai ki Tāmaki,Ngāti Hako,Te Ākitai Waiohua | 2 | 2 | 2 | 2018 | te puna wai | no | 1 | 1 | 2 | CCTV Available (0-10 Years Old) & Soil Type Not Available | 2.543 | 3 | 2 | 5 | 1 |  | 1 | Significant Ecological Area - SEA-M2-57b | 1.5 | 0.77 | 0.4 | Diameter Used For Flow Approximation & Depth Available | 20.0033 | 8
3649 | 3923 | 937305 | 10089691 | 194058 | DSBKD | Birkdale Branch Sewer TS14 | Gravity | Pipe | Bridged | OP | CLS | None | 1962-01-01 |  |  | dwg | NI | Transmission | Legacy | 2 |  |  | 4 | 457 | [5 empty] | 64279 | NA |  | 10.29 |  | WSL |  | Te Kawerau a Maki,Ngāti Whātua,Ngāti Maru,Ngāti Whātua o Ōrākei,Ngāti Tamaoho,Ngāti Manuhiri,Ngāti Whanaunga,Ngāti Tamaterā,Ngāti Pāoa,Ngāi Tai ki Tāmaki,Ngāti Hako,Te Ākitai Waiohua | 3.82 | 4 |  |  |  | no | 1 | 1 | 5 | CCTV NOT Available or Over 30 Years Old & Soil Type Not Available | 2.543 | 3 | 2 | 5 | 1 |  | 1 |  | 1.5 | 0.77 | 0.4 | Diameter Used For Flow Approximation & Depth Available | 10.2888 | 18
4066 | 4345 | 927053 | 10088548 | 196484 | DSOTV | Oteha Valley Branch Sewer TS27 | Gravity | Pipe | Bridged | OP | CONC | None | 1989-01-01 |  |  | dwg | NI | Transmission | Legacy | 2 |  |  | 4 | 440 | [5 empty] | 65237 | NA |  | 7.07 |  | WSL |  | Te Kawerau a Maki,Ngāti Whātua,Ngāti Maru,Ngāti Whātua o Kaipara,Ngāti Whātua o Ōrākei,Ngāti Tamaoho,Ngāti Manuhiri,Ngāti Whanaunga,Ngāti Tamaterā,Ngāti Pāoa,Ngāi Tai ki Tāmaki,Ngāti Hako,Te Ākitai Waiohua | 2 | 2 | 2 | 2018 | te puna wai | no | 1 | 1 | 1 | CCTV Available (0-10 Years Old) & Soil Type Not Available | 2.543 | 3 | 2 | 5 | 1 |  | 1 |  | 1.5 | 0.77 | 0.4 | Diameter Used For Flow Approximation & Depth Available | 7.0689 | 8
3580 | 3853 | 958808 | 10088374 | 195561 | DSNCT | Northcote Branch Sewer TS8 | Rising | Pipe | Buried | OP | PE | None | 2012-12-24 |  |  | 0.1s | NI | Transmission | R0005163 | 2 |  |  | 4 | 560 | [5 empty] | 65130 | NA |  | 4.62 |  | WSL |  | Te Kawerau a Maki,Ngāti Whātua,Ngāti Maru,Ngāti Whātua o Ōrākei,Ngāti Tamaoho,Ngāti Manuhiri,Te Patukirikiri,Ngāti Whanaunga,Ngāti Tamaterā,Ngāti Pāoa,Ngāi Tai ki Tāmaki,Ngāti Hako,Te Ākitai Waiohua | 1 | 1 |  |  |  | no | 1 | 1 | 1 | CCTV NOT Available or Over 30 Years Old & Soil Type Available | 2.543 | 3 | 2 | 5 | 1 |  | 1 |  | 1.5 | 0.77 | 0.4 | Diameter Used For Flow Approximation & Depth Available | 4.618 | 4
2952 | 3210 | 904677 | 10090034 | 194090 | DSDEV | Devonport Branch Sewer TS1 | Gravity | Pipe | Bridged | OP | CONC | None | 1968-01-01 |  |  | dwg | NI | Transmission | Legacy | 2 |  |  | 4 | 550 | [5 empty] | 64473 | NA |  | 3.43 |  | WSL |  | Te Kawerau a Maki,Ngāti Whātua,Ngāti Maru,Ngāti Whātua o Ōrākei,Ngāti Tamaoho,Te Patukirikiri,Ngāti Whanaunga,Ngāti Tamaterā,Ngāti Pāoa,Ngāi Tai ki Tāmaki,Ngāti Hako,Te Ākitai Waiohua | 3 | 3 | 3 | 2016 | te puna wai | no | 1 | 1 | 2 | CCTV Available (0-10 Years Old) & Soil Type Not Available | 2.543 | 3 | 2 | 5 | 1 |  | 1 |  | 1.5 | 0.77 | 0.4 | Diameter Used For Flow Approximation & Depth Available | 3.4262 | 14
2798 | 3045 | 302885 | 10076020 | 194985 | DSGLD | Glendowie Branch | Rising | Pipe | Buried | OP | MS | None | 2012-06-14 |  |  | 0.1s | EI | Transmission | T0000167 | 2 |  |  | 4 | 500 | [5 empty] | 75055 | NA |  | 2.42 |  | WSL |  | Waikato,Te Kawerau a Maki,Ngāti Whātua,Ngāti Maru,Ngāti Whātua o Ōrākei,Ngāti Tamaoho,Te Patukirikiri,Ngāti Whanaunga,Ngāti Tamaterā,Ngāti Pāoa,Ngāi Tai ki Tāmaki,Ngāti Hako,Te Ākitai Waiohua | 1 | 1 |  |  |  | no | 1 | 1 | 1 | CCTV NOT Available or Over 30 Years Old & Soil Type Available | 2.543 | 3 | 2 | 5 | 1 |  | 1 |  | 1.5 | 0.77 | 0.4 | Diameter Used For Flow Approximation & Depth Available | 2.4231 | 4
2795 | 3042 | 302882 | 10076017 | 194479 | DSGLD | Glendowie Branch | Rising | Pipe | Buried | OP | MS | None | 2012-06-14 |  |  | 0.1s | EI | Transmission | T0000167 | 2 |  |  | 4 | 500 | [5 empty] | 75064 | NA |  | 2.3 |  | WSL |  | Waikato,Te Kawerau a Maki,Ngāti Whātua,Ngāti Maru,Ngāti Whātua o Ōrākei,Ngāti Tamaoho,Te Patukirikiri,Ngāti Whanaunga,Ngāti Tamaterā,Ngāti Pāoa,Ngāi Tai ki Tāmaki,Ngāti Hako,Te Ākitai Waiohua | 1 | 1 |  |  |  | no | 1 | 1 | 1 | CCTV NOT Available or Over 30 Years Old & Soil Type Available | 2.543 | 3 | 2 | 5 | 1 |  | 1 |  | 1.5 | 0.77 | 0.4 | Diameter Used For Flow Approximation & Depth Available | 2.2982 | 4
3009 | 3270 | 2569262 | 10088375 | 196008 | DSNCT | Northcote Branch Sewer TS8 | Rising | Pipe | Buried | OP | PE | None | 1965-01-01 |  |  | dwg | NI | Transmission | Legacy | 2 |  |  | 4 | 560 | [5 empty] | 65131 | NA |  | 1.66 |  | WSL |  | Te Kawerau a Maki,Ngāti Whātua,Ngāti Maru,Ngāti Whātua o Ōrākei,Ngāti Tamaoho,Ngāti Manuhiri,Te Patukirikiri,Ngāti Whanaunga,Ngāti Tamaterā,Ngāti Pāoa,Ngāi Tai ki Tāmaki,Ngāti Hako,Te Ākitai Waiohua | 1.71 | 2 |  |  |  | no | 1 | 1 | 2 | CCTV NOT Available or Over 30 Years Old & Soil Type Available | 2.543 | 3 | 2 | 5 | 1 |  | 1 |  | 1.5 | 0.77 | 0.4 | Diameter Used For Flow Approximation & Depth Available | 1.6604 | 8
2797 | 3044 | 302884 | 10076019 | 194628 | DSGLD | Glendowie Branch | Rising | Pipe | Buried | OP | MS | None | 2012-06-14 |  |  | 0.1s | EI | Transmission | T0000167 | 2 |  |  | 4 | 500 | [5 empty] | 75060 | NA |  | 1.31 |  | WSL |  | Waikato,Te Kawerau a Maki,Ngāti Whātua,Ngāti Maru,Ngāti Whātua o Ōrākei,Ngāti Tamaoho,Te Patukirikiri,Ngāti Whanaunga,Ngāti Tamaterā,Ngāti Pāoa,Ngāi Tai ki Tāmaki,Ngāti Hako,Te Ākitai Waiohua | 1 | 1 |  |  |  | no | 1 | 1 | 1 | CCTV NOT Available or Over 30 Years Old & Soil Type Available | 2.543 | 3 | 2 | 5 | 1 |  | 1 |  | 1.5 | 0.77 | 0.4 | Diameter Used For Flow Approximation & Depth Available | 1.3063 | 4
2796 | 3043 | 302883 | 10076018 | 194831 | DSGLD | Glendowie Branch | Rising | Pipe | Buried | OP | MS | None | 2012-06-14 |  |  | 0.1s | EI | Transmission | T0000167 | 2 |  |  | 4 | 500 | [5 empty] | 75062 | NA |  | 1.28 |  | WSL |  | Waikato,Te Kawerau a Maki,Ngāti Whātua,Ngāti Maru,Ngāti Whātua o Ōrākei,Ngāti Tamaoho,Te Patukirikiri,Ngāti Whanaunga,Ngāti Tamaterā,Ngāti Pāoa,Ngāi Tai ki Tāmaki,Ngāti Hako,Te Ākitai Waiohua | 1 | 1 |  |  |  | no | 1 | 1 | 1 | CCTV NOT Available or Over 30 Years Old & Soil Type Available | 2.543 | 3 | 2 | 5 | 1 |  | 1 |  | 1.5 | 0.77 | 0.4 | Diameter Used For Flow Approximation & Depth Available | 1.2814 | 4
1108 | 1168 | 15527 | 10004177 | 193147 | DSB03 | Branch 3 Newmarket | Gravity | Pipe | Buried | OP | CONC | None | 1971-06-30 | 5.01 | 4.85 | dwg | OM | Transmission | Legacy | 2 |  |  | 4 | 800 | [5 empty] | 73993 | NA |  | 67.76 |  | WSL |  | Waikato,Te Kawerau a Maki,Ngāti Whātua,Ngāti Maru,Ngāti Whātua o Ōrākei,Ngāti Tamaoho,Te Patukirikiri,Ngāti Tamaterā,Ngāti Pāoa,Ngāi Tai ki Tāmaki,Ngāti Hako,Te Ākitai Waiohua | 3 | 3 | 3 | 2001 | te puna wai | no | 1 | 1 | 2 | CCTV Available (20-30 Years Old) & Soil Type Available | 2.5429 | 3 | 3 | 4 | 1 |  | 1 |  | 5 | 0.83 | 0.047661 | Modelled Flow Data Used & Depth Available | 67.7582 | 14
761 | 800 | 16334 | 10004176 | 193543 | DSB03 | Branch 3 Newmarket | Gravity | Pipe | Buried | OP | CONC | None | 1971-06-30 | 4.85 | 4.65 | dwg | OM | Transmission | Legacy | 2 |  |  | 4 | 800 | [5 empty] | 73992 | NA |  | 58.74 |  | WSL |  | Waikato,Te Kawerau a Maki,Ngāti Whātua,Ngāti Maru,Ngāti Whātua o Ōrākei,Ngāti Tamaoho,Te Patukirikiri,Ngāti Tamaterā,Ngāti Pāoa,Ngāi Tai ki Tāmaki,Ngāti Hako,Te Ākitai Waiohua | 3 | 3 | 3 | 2001 | te puna wai | no | 1 | 1 | 2 | CCTV Available (20-30 Years Old) & Soil Type Available | 2.5429 | 3 | 3 | 4 | 1 |  | 1 |  | 5 | 0.83 | 0.047636 | Modelled Flow Data Used & Depth Available | 58.7411 | 14
760 | 799 | 16333 | 10004175 | 193381 | DSB03 | Branch 3 Newmarket | Gravity | Pipe | In Tunnel | OP | CONC | None | 1971-06-30 | 4.65 | 4.55 | dwg | OM | Transmission | Legacy | 2 |  |  | 4 | 800 | [5 empty] | 73991 | NA |  | 36.83 |  | WSL |  | Waikato,Te Kawerau a Maki,Ngāti Whātua,Ngāti Maru,Ngāti Whātua o Ōrākei,Ngāti Tamaoho,Te Patukirikiri,Ngāti Tamaterā,Ngāti Pāoa,Ngāi Tai ki Tāmaki,Ngāti Hako,Te Ākitai Waiohua | 2.33 | 2 | 2 | 2010 | te puna wai | no | 5 | 1 | 2 | CCTV Available (10-20 Years Old) & Soil Type Available | 2.5429 | 3 | 3 | 4 | 1 |  | 1 | Significant Ecological Area - SEA_T_6172 | 5 | 0.83 | 0.047623 | Modelled Flow Data Used & Depth Available | 36.8277 | 8
969 | 1024 | 15561 | 10004182 | 193301 | DSB03 | Branch 3 Newmarket | Gravity | Pipe | In Tunnel | OP | CONC | None | 1971-06-30 | 5.51 | 5.39 | dwg | OM | Transmission | Legacy | 2 |  |  | 4 | 800 | [5 empty] | 74000 | NA |  | 59.08 |  | WSL |  | Waikato,Te Kawerau a Maki,Ngāti Whātua,Ngāti Maru,Ngāti Whātua o Ōrākei,Ngāti Tamaoho,Te Patukirikiri,Ngāti Tamaterā,Ngāti Pāoa,Ngāi Tai ki Tāmaki,Ngāti Hako,Te Ākitai Waiohua | 2 | 2 | 2 | 2015 | te puna wai | no | 1 | 1 | 2 | CCTV Available (0-10 Years Old) & Soil Type Available | 2.5406 | 3 | 3 | 4 | 1 |  | 1 |  | 5 | 0.83 | 0.045364 | Modelled Flow Data Used & Depth Available | 59.0798 | 8
762 | 801 | 16338 | 10004181 | 193148 | DSB03 | Branch 3 Newmarket | Gravity | Pipe | Buried | OP | CONC | None | 1971-06-30 | 5.37 | 5.32 | dwg | OM | Transmission | Legacy | 2 |  |  | 4 | 800 | [5 empty] | 73999 | NA |  | 23.66 |  | WSL |  | Waikato,Te Kawerau a Maki,Ngāti Whātua,Ngāti Maru,Ngāti Whātua o Ōrākei,Ngāti Tamaoho,Te Patukirikiri,Ngāti Tamaterā,Ngāti Pāoa,Ngāi Tai ki Tāmaki,Ngāti Hako,Te Ākitai Waiohua | 2 | 2 | 2 | 2015 | te puna wai | no | 1 | 1 | 2 | CCTV Available (0-10 Years Old) & Soil Type Available | 2.5406 | 3 | 3 | 4 | 1 |  | 1 |  | 5 | 0.83 | 0.045335 | Modelled Flow Data Used & Depth Available | 23.6554 | 8
970 | 1025 | 17407 | 10004179 | 193388 | DSB03 | Branch 3 Newmarket | Gravity | Pipe | Buried | OP | CONC | None | 1971-06-30 | 5.32 | 5.24 | dwg | OM | Transmission | Legacy | 2 |  |  | 4 | 800 | [5 empty] | 73998 | NA |  | 11.23 |  | WSL |  | Waikato,Te Kawerau a Maki,Ngāti Whātua,Ngāti Maru,Ngāti Whātua o Ōrākei,Ngāti Tamaoho,Te Patukirikiri,Ngāti Tamaterā,Ngāti Pāoa,Ngāi Tai ki Tāmaki,Ngāti Hako,Te Ākitai Waiohua | 2 | 2 | 2 | 2015 | te puna wai | no | 1 | 1 | 2 | CCTV Available (0-10 Years Old) & Soil Type Available | 2.5405 | 3 | 3 | 4 | 1 |  | 1 |  | 5 | 0.83 | 0.045316 | Modelled Flow Data Used & Depth Available | 11.2253 | 8
971 | 1026 | 16337 | 10004180 | 193544 | DSB03 | Branch 3 Newmarket | Gravity | Pipe | In Tunnel | OP | CONC | None | 1971-06-30 | 5.24 | 5.17 | dwg | OM | Transmission | Legacy | 2 |  |  | 4 | 800 | [5 empty] | 73996 | NA |  | 36 |  | WSL |  | Waikato,Te Kawerau a Maki,Ngāti Whātua,Ngāti Maru,Ngāti Whātua o Ōrākei,Ngāti Tamaoho,Te Patukirikiri,Ngāti Tamaterā,Ngāti Pāoa,Ngāi Tai ki Tāmaki,Ngāti Hako,Te Ākitai Waiohua | 3 | 3 | 3 | 2015 | te puna wai | no | 1 | 1 | 2 | CCTV Available (0-10 Years Old) & Soil Type Available | 2.5405 | 3 | 3 | 4 | 1 |  | 1 | Significant Ecological Area - SEA_T_6064 | 5 | 0.83 | 0.045261 | Modelled Flow Data Used & Depth Available | 35.9952 | 14
1813 | 1977 | 15562 | 10099225 | 193401 | DSB03 | Branch 3 Newmarket | Gravity | Pipe | Buried | OP | CONC | None | 1971-06-30 | 5.17 | 5.16 | dwg | OM | Transmission | Legacy | 2 |  |  | 4 | 800 | [5 empty] | 73995 | NA |  | 27.52 |  | WSL |  | Waikato,Te Kawerau a Maki,Ngāti Whātua,Ngāti Maru,Ngāti Whātua o Ōrākei,Ngāti Tamaoho,Te Patukirikiri,Ngāti Tamaterā,Ngāti Pāoa,Ngāi Tai ki Tāmaki,Ngāti Hako,Te Ākitai Waiohua | 1.71 | 2 |  |  |  | no | 1 | 1 | 2 | CCTV NOT Available or Over 30 Years Old & Soil Type Available | 2.5405 | 3 | 3 | 4 | 1 |  | 1 |  | 5 | 0.83 | 0.045232 | Modelled Flow Data Used & Depth Available | 27.5181 | 8
1814 | 1978 | 16336 | 10004178 | 193300 | DSB03 | Branch 3 Newmarket | Gravity | Pipe | Buried | OP | CONC | None | 1971-06-30 | 5.16 | 5.01 | dwg | OM | Transmission | Legacy | 2 |  |  | 4 | 800 | [5 empty] | 73994 | NA |  | 57.07 |  | WSL |  | Waikato,Te Kawerau a Maki,Ngāti Whātua,Ngāti Maru,Ngāti Whātua o Ōrākei,Ngāti Tamaoho,Te Patukirikiri,Ngāti Tamaterā,Ngāti Pāoa,Ngāi Tai ki Tāmaki,Ngāti Hako,Te Ākitai Waiohua | 3 | 3 | 3 | 2001 | te puna wai | no | 1 | 1 | 2 | CCTV Available (20-30 Years Old) & Soil Type Available | 2.5404 | 3 | 3 | 4 | 1 |  | 1 | Significant Ecological Area - SEA_T_6063 | 5 | 0.83 | 0.045174 | Modelled Flow Data Used & Depth Available | 57.0726 | 14
2973 | 3232 | 927072 | 10088553 | 195988 | DSOTV | Oteha Valley Branch Sewer TS27 | Gravity | Pipe | Buried | OP | CONC | None | 1989-01-01 |  |  | dwg | NI | Transmission | Legacy | 2 |  |  | 4 | 440 | [5 empty] | 65242 | NA |  | 84.43 |  | WSL |  | Te Kawerau a Maki,Ngāti Whātua,Ngāti Maru,Ngāti Whātua o Kaipara,Ngāti Whātua o Ōrākei,Ngāti Tamaoho,Ngāti Manuhiri,Ngāti Whanaunga,Ngāti Tamaterā,Ngāti Pāoa,Ngāi Tai ki Tāmaki,Ngāti Hako,Te Ākitai Waiohua | 2 | 2 | 2 | 2018 | te puna wai | no | 1 | 3 | 1 | CCTV Available (0-10 Years Old) & Soil Type Available | 2.54 | 3 | 1 | 2 | 1 |  | 4 | NZ River Lines | 1.5 | 0.86 | 0 | Modelled Flow Data Used & Depth Available | 84.4316 | 8
3010 | 3271 | 927074 | 10088550 | 196345 | DSOTV | Oteha Valley Branch Sewer TS27 | Gravity | Pipe | Buried | OP | CONC | None | 1989-01-01 |  |  | dwg | NI | Transmission | Legacy | 2 |  |  | 4 | 440 | [5 empty] | 65239 | NA |  | 73.47 |  | WSL |  | Te Kawerau a Maki,Ngāti Whātua,Ngāti Maru,Ngāti Whātua o Kaipara,Ngāti Whātua o Ōrākei,Ngāti Tamaoho,Ngāti Manuhiri,Ngāti Whanaunga,Ngāti Tamaterā,Ngāti Pāoa,Ngāi Tai ki Tāmaki,Ngāti Hako,Te Ākitai Waiohua | 2 | 2 | 2 | 2018 | te puna wai | no | 1 | 3 | 1 | CCTV Available (0-10 Years Old) & Soil Type Available | 2.54 | 3 | 1 | 2 | 1 |  | 4 | NZ River Lines | 1.5 | 0.86 | 0 | Modelled Flow Data Used & Depth Available | 73.4738 | 8
719 | 753 | 15119 | 10004387 | 193594 | DSB07 | Branch 7 Arch Hill | Gravity | Pipe | Buried | OP | CONC | None | 1976-06-30 | 10.68 | 10.62 | dwg | OM | Transmission | Legacy | 2 |  |  | 4 | 900 | [5 empty] | 74160 | NA |  | 4.89 |  | WSL |  | Te Kawerau a Maki,Ngāti Whātua,Ngāti Maru,Ngāti Whātua o Ōrākei,Ngāti Tamaoho,Ngāti Tamaterā,Ngāi Tai ki Tāmaki,Ngāti Hako,Te Ākitai Waiohua | 2.17 | 2 | 2 | 2016 | te puna wai | no | 3 | 3 | 2 | CCTV Available (0-10 Years Old) & Soil Type Available | 2.54 | 3 | 3 | 4 | 1 |  | 1 |  | 5 | 0.83 | 0.044766 | Modelled Flow Data Used & Depth Available | 4.8862 | 8
2255 | 2466 | 15383 | 10004389 | 193351 | DSB07 | Branch 7 Arch Hill | Gravity | Pipe | Buried | OP | CONC | None | 1976-06-30 | 11.27 | 11.02 | dwg | OM | Transmission | Legacy | 2 |  |  | 4 | 900 | [5 empty] | 74162 | NA |  | 65.26 |  | WSL |  | Te Kawerau a Maki,Ngāti Whātua,Ngāti Maru,Ngāti Whātua o Ōrākei,Ngāti Tamaoho,Ngāti Tamaterā,Ngāi Tai ki Tāmaki,Ngāti Hako,Te Ākitai Waiohua | 2.17 | 2 | 2 | 2016 | te puna wai | no | 3 | 3 | 2 | CCTV Available (0-10 Years Old) & Soil Type Available | 2.5399 | 3 | 3 | 4 | 1 |  | 1 |  | 5 | 0.83 | 0.044705 | Modelled Flow Data Used & Depth Available | 65.2592 | 8
2254 | 2465 | 15121 | 10004390 | 193440 | DSB07 | Branch 7 Arch Hill | Gravity | Pipe | Buried | OP | CONC | None | 1976-06-30 | 11.4 | 11.27 | dwg | OM | Transmission | Legacy | 2 |  |  | 4 | 900 | [5 empty] | 74163 | NA |  | 41.81 |  | WSL |  | Te Kawerau a Maki,Ngāti Whātua,Ngāti Maru,Ngāti Whātua o Ōrākei,Ngāti Tamaoho,Ngāti Tamaterā,Ngāi Tai ki Tāmaki,Ngāti Hako,Te Ākitai Waiohua | 1.93 | 2 | 1 | 2011 | te puna wai | no | 3 | 3 | 2 | CCTV Available (10-20 Years Old) & Soil Type Available | 2.5399 | 3 | 3 | 4 | 1 |  | 1 |  | 5 | 0.83 | 0.044705 | Modelled Flow Data Used & Depth Available | 41.8112 | 8
2253 | 2464 | 15122 | 10004391 | 193595 | DSB07 | Branch 7 Arch Hill | Gravity | Pipe | Buried | OP | CONC | None | 1976-06-30 | 11.93 | 11.4 | dwg | OM | Transmission | Legacy | 2 |  |  | 4 | 825 | [5 empty] | 74164 | NA |  | 89.15 |  | WSL |  | Te Kawerau a Maki,Ngāti Whātua,Ngāti Maru,Ngāti Whātua o Ōrākei,Ngāti Tamaoho,Ngāti Tamaterā,Ngāi Tai ki Tāmaki,Ngāti Hako,Te Ākitai Waiohua | 1.93 | 2 | 1 | 2011 | te puna wai | no | 3 | 3 | 2 | CCTV Available (10-20 Years Old) & Soil Type Available | 2.5393 | 3 | 3 | 4 | 1 |  | 1 |  | 5 | 0.83 | 0.044113 | Modelled Flow Data Used & Depth Available | 89.1466 | 8
553 | 576 | 15772 | 10099265 | 195877 | DSORM | Orakei Main Sewer | Gravity | Pipe | Buried | OP | BRICK | None | 1911-06-30 | 7.77 | 7.74 | dwg | OM | Transmission | Legacy | 1 |  |  | 4 | 1050 | [5 empty] | 76299 | NA |  | 81.96 |  | WSL |  | Te Kawerau a Maki,Ngāti Whātua,Ngāti Maru,Ngāti Whātua o Ōrākei,Ngāti Tamaoho,Ngāti Tamaterā,Ngāi Tai ki Tāmaki,Ngāti Hako,Te Ākitai Waiohua | 3.12 | 3 |  |  |  | no | 1 | 1 | 4 | CCTV NOT Available or Over 30 Years Old & Soil Type Available | 2.5386 | 3 | 3 | 4 | 1 |  | 1 |  | 5 | 0.83 | 0.043395 | Modelled Flow Data Used & Depth Available | 81.9561 | 14
552 | 575 | 17500 | 10099267 | 195730 | DSORM | Orakei Main Sewer | Gravity | Pipe | Buried | OP | BRICK | None | 1911-06-30 | 8.1 | 7.97 | dwg | OM | Transmission | Legacy | 1 |  |  | 4 | 1050 | [5 empty] | 76302 | NA |  | 43.17 |  | WSL |  | Te Kawerau a Maki,Ngāti Whātua,Ngāti Maru,Ngāti Whātua o Ōrākei,Ngāti Tamaoho,Ngāti Tamaterā,Ngāi Tai ki Tāmaki,Ngāti Hako,Te Ākitai Waiohua | 3.12 | 3 |  |  |  | no | 1 | 1 | 4 | CCTV NOT Available or Over 30 Years Old & Soil Type Available | 2.5386 | 3 | 3 | 4 | 1 |  | 1 | Place Of Historic Heritage - Oakley Creek historic landscape, including stone walls, mill site, historic bridge, Maori occupation site, and karaka trees, Significant Ecological Area - SEA_T_6008 | 5 | 0.83 | 0.043389 | Modelled Flow Data Used & Depth Available | 43.1677 | 14
715 | 748 | 17335 | 10009048 | 197615 | DSTSE | Tamaki South East Branch | Gravity | Pipe | Buried | OP | CONC | None | 1998-12-18 | 14.14 | 13.99 | dwg | TE | Transmission | DC06038 | 2 |  |  | 4 | 825 | [5 empty] | 78144 | NA |  | 86.84 |  | WSL |  | Waikato,Ngāti Maru,Ngāti Tamaoho,Ngāti Whanaunga,Ngāti Tamaterā,Ngāti Pāoa,Ngāi Tai ki Tāmaki,Ngāti Hako,Te Ākitai Waiohua | 1.18 | 1 | 1 | 1999 | te puna wai | no | 1 | 3 | 1 | CCTV Available (20-30 Years Old) & Soil Type Available | 2.5385 | 3 | 3 | 4 | 1 |  | 1 |  | 5 | 0.83 | 0.043299 | Modelled Flow Data Used & Depth Available | 86.8437 | 4
195 | 207 | 15617 | 10007099 | 195723 | DSORM | Orakei Main Sewer | Gravity | Pipe | Buried | OP | BRICK | None | 1911-06-30 | 8.27 | 8.26 | dwg | OM | Transmission | Legacy | 1 |  |  | 4 | 1050 | [5 empty] | 76311 | NA |  | 7.72 |  | WSL |  | Te Kawerau a Maki,Ngāti Whātua,Ngāti Maru,Ngāti Whātua o Ōrākei,Ngāti Tamaoho,Ngāti Tamaterā,Ngāi Tai ki Tāmaki,Ngāti Hako,Te Ākitai Waiohua | 2.8 | 3 | 2 | 2013 | CCTV Footage Review Log South_Latest.xls | no | 1 | 1 | 4 | CCTV Available (10-20 Years Old) & Soil Type Available | 2.538 | 3 | 3 | 4 | 1 |  | 1 | Place Of Historic Heritage - Oakley Creek historic landscape, including stone walls, mill site, historic bridge, Maori occupation site, and karaka trees, Significant Ecological Area - SEA_T_6008 | 5 | 0.83 | 0.042768 | Modelled Flow Data Used & Depth Available | 7.7193 | 14
1364 | 1455 | 16701 | 10005720 | 195155 | DSGLE | Glen Eden Branch | Gravity | Pipe | Buried | OP | CONC | None | 1965-06-30 | 11.77 | 11.22 | dwg | WI | Transmission | Legacy | 2 |  |  | 4 | 825 | [5 empty] | 75208 | NA |  | 105.54 |  | WSL |  | Te Kawerau a Maki,Ngāti Whātua,Ngāti Whātua o Ōrākei,Ngāti Tamaoho,Ngāti Tamaterā,Te Ākitai Waiohua | 2 | 2 | 2 | 2011 | te puna wai | no | 1 | 3 | 2 | CCTV Available (10-20 Years Old) & Soil Type Available | 2.5361 | 3 | 3 | 4 | 1 |  | 1 |  | 5 | 0.83 | 0.040886 | Modelled Flow Data Used & Depth Available | 105.5445 | 8
1185 | 1256 | 15412 | 10004595 | 193797 | DSB09 | Branch 9 Mt Roskill | Gravity | Pipe | Buried | OP | CONC | None | 1946-06-30 | 41.91 | 41.59 | dwg | WI | Transmission | Legacy | 2 |  |  | 4 | 525 | [5 empty] | 74300 | NA |  | 59.85 |  | WSL |  | Waikato,Te Kawerau a Maki,Ngāti Whātua,Ngāti Maru,Ngāti Whātua o Ōrākei,Ngāti Tamaoho,Ngāti Tamaterā,Ngāi Tai ki Tāmaki,Ngāti Hako,Te Ākitai Waiohua | 2.67 | 3 | 2 | 2016 | CCTV Footage Review Log South_Latest.xls | no | 5 | 1 | 3 | CCTV Available (0-10 Years Old) & Soil Type Available | 2.5268 | 3 | 2 | 2 | 1 |  | 4 | NZ River Lines | 1 | 0.845 | 0.039863 | Modelled Flow Data Used & Depth Available | 59.8485 | 14
1759 | 1919 | 15711 | 10099254 | 195248 | DSMAH | Mahia Branch | Gravity | Pipe | Buried | OP | CONC | None | 1969-06-30 | 0.54 | 0.3 | dwg | SI | Transmission | Legacy | 2 |  |  | 4 | 450 | [5 empty] | 75677 | NA |  | 31.27 |  | WSL |  | Waikato,Ngāti Maru,Ngāti Tamaoho,Ngāti Whanaunga,Ngāti Tamaterā,Ngāti Pāoa,Ngāi Tai ki Tāmaki,Ngāti Hako,Te Ākitai Waiohua | 2.46 | 2 |  |  |  | no | 5 | 1 | 2 | CCTV NOT Available or Over 30 Years Old & Soil Type Available | 2.5223 | 3 | 2 | 2 | 1 |  | 4 | NZ River Lines | 1 | 0.845 | 0.020678 | Modelled Flow Data Used & Depth Available | 31.274 | 8
4241 | 4526 | 942611 | 10090155 | 194597 | DSECB | East Coast Bays Branch Sewer TS7 | Gravity | Pipe | Buried | OP | PE | None | 2011-04-21 | 2.23 | 2.2 | dwg | NI | Transmission | R0002755 | 2 |  |  | 4 | 900 | [5 empty] | 64571 | NA |  | 15.89 |  | WSL |  | Te Kawerau a Maki,Ngāti Whātua,Ngāti Maru,Ngāti Whātua o Ōrākei,Ngāti Tamaoho,Ngāti Manuhiri,Te Patukirikiri,Ngāti Whanaunga,Ngāti Tamaterā,Ngāti Pāoa,Ngāi Tai ki Tāmaki,Ngāti Hako,Te Ākitai Waiohua | 1.34 | 1 | 1 | 2015 | te puna wai | no | 3 | 3 | 1 | CCTV Available (0-10 Years Old) & Soil Type Not Available | 2.519 | 3 | 2 | 4 | 1 |  | 1 |  | 5 | 0.83 | 0.094181 | Modelled Flow Data Used & Depth Available | 15.8875 | 4
580 | 603 | 16102 | 10005920 | 194929 | DSHIN | Howick Interceptor | Gravity | Pipe | Buried | OP | CONC | None | 1964-06-30 | 5.25 | 5.11 | dwg | HI | Transmission | Legacy | 1 |  |  | 4 | 1050 | [5 empty] | 75397 | NA |  | 109.38 |  | WSL |  | Waikato,Ngāti Maru,Ngāti Tamaoho,Ngāti Whanaunga,Ngāti Tamaterā,Ngāti Pāoa,Ngāi Tai ki Tāmaki,Ngāti Hako,Te Ākitai Waiohua | 2 | 2 | 2 | 2015 | CCTV Footage Review Log South_Latest.xls | no | 1 | 3 | 2 | CCTV Available (0-10 Years Old) & Soil Type Available | 2.518 | 3 | 4 | 4 | 1 |  | 1 |  | 1 | 0.69 | 0.11857 | Modelled Flow Data Used & Depth Available | 109.3771 | 8
582 | 605 | 16100 | 10005918 | 194775 | DSHIN | Howick Interceptor | Gravity | Pipe | Buried | OP | CONC | None | 1964-06-30 | 4.97 | 4.82 | dwg | HI | Transmission | Legacy | 1 |  |  | 4 | 1050 | [5 empty] | 75395 | NA |  | 114.37 |  | WSL |  | Waikato,Ngāti Maru,Ngāti Tamaoho,Ngāti Whanaunga,Ngāti Tamaterā,Ngāti Pāoa,Ngāi Tai ki Tāmaki,Ngāti Hako,Te Ākitai Waiohua | 2 | 2 | 2 | 2015 | CCTV Footage Review Log South_Latest.xls | no | 1 | 3 | 2 | CCTV Available (0-10 Years Old) & Soil Type Available | 2.5178 | 3 | 4 | 4 | 1 |  | 1 |  | 1 | 0.69 | 0.11845 | Modelled Flow Data Used & Depth Available | 114.3662 | 8
576 | 599 | 16134 | 10005925 | 195457 | DSHIN | Howick Interceptor | Gravity | Pipe | Buried | OP | CONC | None | 1964-06-30 | 5.64 | 5.6 | dwg | HI | Transmission | DU3001 | 1 |  |  | 4 | 1050 | [5 empty] | 75402 | NA |  | 16.76 |  | WSL |  | Waikato,Ngāti Maru,Ngāti Tamaoho,Ngāti Whanaunga,Ngāti Tamaterā,Ngāti Pāoa,Ngāi Tai ki Tāmaki,Ngāti Hako,Te Ākitai Waiohua | 2.39 | 2 | 2 | 2015 | CCTV Footage Review Log South_Latest.xls | no | 5 | 3 | 2 | CCTV Available (0-10 Years Old) & Soil Type Available | 2.5169 | 3 | 4 | 4 | 1 |  | 1 |  | 1 | 0.69 | 0.11801 | Modelled Flow Data Used & Depth Available | 16.7614 | 8
4212 | 4497 | 942594 | 10089444 | 194182 | DSBDD | Birkdale Diversion Branch Sewer TS14A | Gravity | Pipe | Buried | OP | PE | None | 2011-01-01 | 32.3 | 49.53 | 0.1s | NI | Transmission | R0002822 | 2 |  |  | 4 | 560 | [5 empty] | 64151 | NA |  | 228.68 |  | WSL |  | Te Kawerau a Maki,Ngāti Whātua,Ngāti Maru,Ngāti Whātua o Ōrākei,Ngāti Tamaoho,Ngāti Manuhiri,Ngāti Whanaunga,Ngāti Tamaterā,Ngāti Pāoa,Ngāi Tai ki Tāmaki,Ngāti Hako,Te Ākitai Waiohua | 1.76 | 2 |  |  |  | no | 5 | 1 | 1 | CCTV NOT Available or Over 30 Years Old & Soil Type Available | 2.5155 | 3 | 1 | 2 | 1 |  | 4 | NZ River Lines | 1 | 0.845 | 0.0038285 | Modelled Flow Data Used & Depth Available | 228.6808 | 8
3512 | 3785 | 937329 | 10089436 | 194180 | DSBDD | Birkdale Diversion Branch Sewer TS14A | Gravity | Pipe | Buried | OP | CONC | None | 2009-06-06 | 5.12 | 4.92 | dwg | NI | Transmission | Legacy | 2 |  |  | 4 | 450 | [5 empty] | 64142 | NA |  | 85.28 |  | WSL |  | Te Kawerau a Maki,Ngāti Whātua,Ngāti Maru,Ngāti Whātua o Ōrākei,Ngāti Tamaoho,Ngāti Manuhiri,Ngāti Whanaunga,Ngāti Tamaterā,Ngāti Pāoa,Ngāi Tai ki Tāmaki,Ngāti Hako,Te Ākitai Waiohua | 1 | 1 |  |  | CCTV app | yes | 1 | 1 | 1 | CCTV NOT Available or Over 30 Years Old & Soil Type Available | 2.5155 | 3 | 1 | 2 | 1 |  | 4 | NZ River Lines | 1 | 0.845 | 0.0038285 | Modelled Flow Data Used & Depth Available | 85.2772 | 4
3616 | 3889 | 942721 | 10089437 | 193988 | DSBDD | Birkdale Diversion Branch Sewer TS14A | Gravity | Pipe | Buried | OP | PVC-U | None | 2011-05-27 | 5.93 | 4.96 | 0.1s | NI | Transmission | R0002855 | 2 |  |  | 4 | 500 | [5 empty] | 64143 | NA |  | 224.37 |  | WSL |  | Te Kawerau a Maki,Ngāti Whātua,Ngāti Maru,Ngāti Whātua o Ōrākei,Ngāti Tamaoho,Ngāti Manuhiri,Ngāti Whanaunga,Ngāti Tamaterā,Ngāti Pāoa,Ngāi Tai ki Tāmaki,Ngāti Hako,Te Ākitai Waiohua | 1.76 | 2 |  |  | CCTV app | yes | 5 | 1 | 1 | CCTV NOT Available or Over 30 Years Old & Soil Type Available | 2.5123 | 3 | 1 | 2 | 1 |  | 4 | NZ River Lines | 1 | 0.845 | 0.0099541 | Modelled Flow Data Used & Depth Available | 224.3676 | 8
1073 | 1133 | 17586 | 10005202 | 194556 | DSCHP | Chapel Branch | Gravity | Pipe | Buried | OP | CONC | None | 1998-01-10 | 16.5 | 16.44 | 0.1s | TE | Transmission | Legacy | 2 |  |  | 4 | 525 | [5 empty] | 74686 | NA |  | 45.37 |  | WSL |  | Waikato,Ngāti Maru,Ngāti Tamaoho,Ngāti Whanaunga,Ngāti Tamaterā,Ngāti Pāoa,Ngāi Tai ki Tāmaki,Ngāti Hako,Te Ākitai Waiohua | 1.21 | 1 |  |  |  | no | 1 | 3 | 1 | CCTV NOT Available or Over 30 Years Old & Soil Type Available | 2.5109 | 3 | 1 | 2 | 1 |  | 4 | NZ River Lines | 1 | 0.845 | 0.012663 | Modelled Flow Data Used & Depth Available | 45.369 | 4
3657 | 3932 | 2558668 | 10088457 | 195643 | DSNTH | North Branch Sewer TS30 | Gravity | Pipe | Buried | OP | CONC | None | 2014-07-31 | 13.4 | 13.23 | 0.1s | NI | Transmission | R0007574 | 2 |  |  | 4 | 825 | [5 empty] | 65177 | NA |  | 113.02 |  | WSL |  | Te Kawerau a Maki,Ngāti Whātua,Ngāti Maru,Ngāti Whātua o Kaipara,Ngāti Whātua o Ōrākei,Ngāti Tamaoho,Ngāti Manuhiri,Ngāti Whanaunga,Ngāti Tamaterā,Ngāti Pāoa,Ngāi Tai ki Tāmaki,Ngāti Hako,Te Ākitai Waiohua | 1.21 | 1 |  |  |  | no | 1 | 3 | 1 | CCTV NOT Available or Over 30 Years Old & Soil Type Available | 2.5108 | 3 | 2 | 4 | 1 |  | 1 |  | 5 | 0.83 | 0.062021 | Modelled Flow Data Used & Depth Available | 113.0192 | 4
3643 | 3917 | 2558667 | 10088458 | 196174 | DSNTH | North Branch Sewer TS30 | Gravity | Pipe | Buried | OP | CONC | None | 2014-07-31 | 13.77 | 13.43 | 0.1s | NI | Transmission | R0007574 | 2 |  |  | 4 | 825 | [5 empty] | 65179 | NA |  | 107.91 |  | WSL |  | Te Kawerau a Maki,Ngāti Whātua,Ngāti Maru,Ngāti Whātua o Kaipara,Ngāti Whātua o Ōrākei,Ngāti Tamaoho,Ngāti Manuhiri,Ngāti Whanaunga,Ngāti Tamaterā,Ngāti Pāoa,Ngāi Tai ki Tāmaki,Ngāti Hako,Te Ākitai Waiohua | 1.21 | 1 |  |  |  | no | 1 | 3 | 1 | CCTV NOT Available or Over 30 Years Old & Soil Type Available | 2.5108 | 3 | 2 | 4 | 1 |  | 1 |  | 5 | 0.83 | 0.062021 | Modelled Flow Data Used & Depth Available | 107.9099 | 4
3024 | 3285 | 907946 | 10089434 | 193934 | DSBDD | Birkdale Diversion Branch Sewer TS14A | Gravity | Pipe | Buried | OP | CONC | None | 2009-06-06 | 4.96 | 4.92 | dwg | NI | Transmission | Legacy | 2 |  |  | 4 | 450 | [5 empty] | 64140 | NA |  | 85.17 |  | WSL |  | Te Kawerau a Maki,Ngāti Whātua,Ngāti Maru,Ngāti Whātua o Ōrākei,Ngāti Tamaoho,Ngāti Manuhiri,Ngāti Whanaunga,Ngāti Tamaterā,Ngāti Pāoa,Ngāi Tai ki Tāmaki,Ngāti Hako,Te Ākitai Waiohua | 1.76 | 2 |  |  | CCTV app | yes | 5 | 1 | 1 | CCTV NOT Available or Over 30 Years Old & Soil Type Available | 2.5108 | 3 | 1 | 2 | 1 |  | 4 | NZ River Lines | 1 | 0.845 | 0.013017 | Modelled Flow Data Used & Depth Available | 85.1689 | 8
1521 | 1634 | 17392 | 10009166 | 197651 | DSWHE | Whenuapai Branch | Siphon | Pipe | Buried | OP | CLS | None | 1965-06-30 |  |  | dwg | WI | Transmission | Legacy | 2 |  |  | 4 | 390 | [5 empty] | 78338 | NA |  | 49.99 |  | WSL |  | Te Kawerau a Maki,Ngāti Whātua,Ngāti Whātua o Ōrākei,Ngāti Tamaoho,Ngāti Tamaterā,Te Ākitai Waiohua | 3.56 | 4 | 2 | 1998 | te puna wai | no | 1 | 1 | 5 | CCTV Available (20-30 Years Old) & Soil Type Available | 2.5046 | 3 | 2 | 4 | 1 |  | 1 | Ocean Intercept, Significant Ecological Area - SEA-M2-55a | 5 | 0.83 | 0.037527 | Modelled Flow Data Used & Depth Available | 49.9892 | 18
1416 | 1513 | 27162 | 10008251 | 197535 | DSSLN | Southlynn Branch | Gravity | Pipe | Buried | OP | VC | None | 1991-06-30 | 18.01 | 15.38 | dwg | WI | Transmission | Legacy | 2 |  |  | 4 | 225 | [5 empty] | 77428 | NA |  | 36.02 |  | WSL |  | Waikato,Te Kawerau a Maki,Ngāti Whātua,Ngāti Whātua o Ōrākei,Ngāti Tamaoho,Ngāti Tamaterā,Te Ākitai Waiohua | 3 | 3 | 3 | 2010 | te puna wai | no | 5 | 3 | 1 | CCTV Available (10-20 Years Old) & Soil Type Available | 2.504 | 3 | 1 | 1 | 1 |  | 4 | NZ River Lines | 5 | 0.92 | 0.2 | Diameter Used For Flow Approximation & Depth Available | 36.0203 | 14
4454 | 4750 | 4523102 | 10105563 | 194732 | DSGER | Glen Eden Relief Branch Sewer | Gravity | Pipe | Buried | OP | FRP | None | 2017-12-24 | 28.46 | 26.81 | 0.1s | WI | Transmission | T0001202 | 2 |  |  | 4 | 375 | [5 empty] | 74998 | NA |  | 278.51 |  | WSL |  | Waikato,Te Kawerau a Maki,Ngāti Whātua,Ngāti Whātua o Ōrākei,Ngāti Tamaoho,Ngāti Tamaterā,Te Ākitai Waiohua | 1.21 | 1 |  |  |  | no | 1 | 3 | 1 | CCTV NOT Available or Over 30 Years Old & Soil Type Available | 2.504 | 3 | 1 | 1 | 1 |  | 4 | NZ River Lines | 5 | 0.92 | 0.2 | Diameter Used For Flow Approximation & Depth Available | 278.5089 | 4
2042 | 2237 | 17602 | 10009056 | 197617 | DSTSE | Tamaki South East Branch | Gravity | Pipe | Buried | OP | CONC | None | 2001-01-21 | 16.25 | 16.16 | dwg | TE | Transmission | Legacy | 2 |  |  | 4 | 825 | [5 empty] | 78151 | NA |  | 60.51 |  | WSL |  | Waikato,Ngāti Maru,Ngāti Tamaoho,Ngāti Whanaunga,Ngāti Tamaterā,Ngāti Pāoa,Ngāi Tai ki Tāmaki,Ngāti Hako,Te Ākitai Waiohua | 1.21 | 1 |  |  |  | no | 1 | 3 | 1 | CCTV NOT Available or Over 30 Years Old & Soil Type Available | 2.5012 | 3 | 2 | 4 | 1 |  | 1 |  | 5 | 0.83 | 0.024407 | Modelled Flow Data Used & Depth Available | 60.5083 | 4
2044 | 2239 | 17599 | 10009057 | 197902 | DSTSE | Tamaki South East Branch | Gravity | Pipe | Buried | OP | CONC | None | 2001-01-21 | 16.43 | 16.35 | dwg | TE | Transmission | Legacy | 2 |  |  | 4 | 825 | [5 empty] | 78153 | NA |  | 42.17 |  | WSL |  | Waikato,Ngāti Maru,Ngāti Tamaoho,Ngāti Whanaunga,Ngāti Tamaterā,Ngāti Pāoa,Ngāi Tai ki Tāmaki,Ngāti Hako,Te Ākitai Waiohua | 1.18 | 1 | 1 | 1999 | te puna wai | no | 1 | 3 | 1 | CCTV Available (20-30 Years Old) & Soil Type Available | 2.5012 | 3 | 2 | 4 | 1 |  | 1 |  | 5 | 0.83 | 0.024313 | Modelled Flow Data Used & Depth Available | 42.1672 | 4
1558 | 1680 | 26283 | 10009063 | 197427 | DSTSE | Tamaki South East Branch | Gravity | Pipe | Buried | OP | CONC | None | 2005-05-30 | 17.27 | 16.97 | 0.1s | TE | Transmission | DC06038 | 2 |  |  | 4 | 825 | [5 empty] | 78159 | NA |  | 208.47 |  | WSL |  | Waikato,Ngāti Maru,Ngāti Tamaoho,Ngāti Whanaunga,Ngāti Tamaterā,Ngāti Pāoa,Ngāi Tai ki Tāmaki,Ngāti Hako,Te Ākitai Waiohua | 1.21 | 1 |  |  |  | no | 1 | 3 | 1 | CCTV NOT Available or Over 30 Years Old & Soil Type Available | 2.5005 | 3 | 2 | 4 | 1 |  | 1 |  | 5 | 0.83 | 0.021514 | Modelled Flow Data Used & Depth Available | 208.4731 | 4
1557 | 1679 | 26280 | 10009062 | 197219 | DSTSE | Tamaki South East Branch | Gravity | Pipe | Buried | OP | CONC | None | 2005-05-30 | 16.92 | 16.84 | 0.1s | TE | Transmission | DC06038 | 2 |  |  | 4 | 825 | [5 empty] | 78158 | NA |  | 43.85 |  | WSL |  | Waikato,Ngāti Maru,Ngāti Tamaoho,Ngāti Whanaunga,Ngāti Tamaterā,Ngāti Pāoa,Ngāi Tai ki Tāmaki,Ngāti Hako,Te Ākitai Waiohua | 1.21 | 1 |  |  |  | no | 1 | 3 | 1 | CCTV NOT Available or Over 30 Years Old & Soil Type Available | 2.5005 | 3 | 2 | 4 | 1 |  | 1 |  | 5 | 0.83 | 0.021511 | Modelled Flow Data Used & Depth Available | 43.8477 | 4
1247 | 1330 | 26277 | 10009066 | 197221 | DSTSE | Tamaki South East Branch | Gravity | Pipe | Buried | OP | CONC | None | 2005-05-30 | 17.46 | 17.43 | 0.1s | EI | Transmission | DC06038 | 2 |  |  | 4 | 825 | [5 empty] | 78160 | NA |  | 17.32 |  | WSL |  | Waikato,Ngāti Maru,Ngāti Tamaoho,Ngāti Whanaunga,Ngāti Tamaterā,Ngāti Pāoa,Ngāi Tai ki Tāmaki,Ngāti Hako,Te Ākitai Waiohua | 1.21 | 1 |  |  |  | no | 1 | 3 | 1 | CCTV NOT Available or Over 30 Years Old & Soil Type Available | 2.5005 | 3 | 2 | 4 | 1 |  | 1 |  | 5 | 0.83 | 0.021418 | Modelled Flow Data Used & Depth Available | 17.3163 | 4
2817 | 3066 | 302906 | 10077227 | 197393 | DSWLD | West Lynn Branch Diversion Sewer | Gravity | Pipe | Buried | OP | CONC | None | 2012-12-13 | 9.01 | 8.62 | 0.1s | WI | Transmission | T0000238 | 2 |  |  | 4 | 1050 | [5 empty] | 78622 | NA |  | 226.29 |  | WSL |  | Waikato,Te Kawerau a Maki,Ngāti Whātua,Ngāti Whātua o Ōrākei,Ngāti Tamaoho,Ngāti Tamaterā,Ngāi Tai ki Tāmaki,Te Ākitai Waiohua | 1.21 | 1 |  |  |  | no | 1 | 3 | 1 | CCTV NOT Available or Over 30 Years Old & Soil Type Available | 2.4906 | 2 | 1 | 4 | 1 |  | 1 |  | 5 | 0.83 | 0.0088766 | Modelled Flow Data Used & Depth Available | 226.2944 | 2
2818 | 3067 | 302907 | 10077226 | 198005 | DSWLD | West Lynn Branch Diversion Sewer | Gravity | Pipe | Buried | OP | CONC | None | 2012-12-13 | 8.62 | 8.29 | 0.1s | WI | Transmission | T0000238 | 2 |  |  | 4 | 1050 | [5 empty] | 78621 | NA |  | 82.04 |  | WSL |  | Waikato,Te Kawerau a Maki,Ngāti Whātua,Ngāti Whātua o Ōrākei,Ngāti Tamaoho,Ngāti Tamaterā,Ngāi Tai ki Tāmaki,Te Ākitai Waiohua | 1.21 | 1 |  |  |  | no | 1 | 3 | 1 | CCTV NOT Available or Over 30 Years Old & Soil Type Available | 2.4906 | 2 | 1 | 4 | 1 |  | 1 |  | 5 | 0.83 | 0.0088766 | Modelled Flow Data Used & Depth Available | 82.0419 | 2
2823 | 3072 | 302912 | 10077221 | 197787 | DSWLD | West Lynn Branch Diversion Sewer | Gravity | Pipe | Buried | OP | CONC | None | 2012-12-13 | 6.65 | 4.84 | 0.1s | WI | Transmission | T0000238 | 2 |  |  | 4 | 1050 | [5 empty] | 78616 | NA |  | 99.6 |  | WSL |  | Waikato,Te Kawerau a Maki,Ngāti Whātua,Ngāti Maru,Ngāti Whātua o Ōrākei,Ngāti Tamaoho,Ngāti Tamaterā,Ngāi Tai ki Tāmaki,Ngāti Hako,Te Ākitai Waiohua | 1.21 | 1 |  |  |  | no | 1 | 3 | 1 | CCTV NOT Available or Over 30 Years Old & Soil Type Available | 2.4904 | 2 | 1 | 4 | 1 |  | 1 |  | 5 | 0.83 | 0.0092112 | Modelled Flow Data Used & Depth Available | 99.5971 | 2
2835 | 3086 | 302926 | 10077457 | 198007 | DSWLD | West Lynn Branch Diversion Sewer | Gravity | Pipe | Buried | OP | CONC | None | 2012-12-13 | 4.83 | 4.82 | 0.1s | WI | Transmission | T0000238 | 2 |  |  | 4 | 1050 | [5 empty] | 78615 | NA |  | 1.31 |  | WSL |  | Waikato,Te Kawerau a Maki,Ngāti Whātua,Ngāti Maru,Ngāti Whātua o Ōrākei,Ngāti Tamaoho,Ngāti Tamaterā,Ngāi Tai ki Tāmaki,Ngāti Hako,Te Ākitai Waiohua | 1.21 | 1 |  |  |  | no | 1 | 3 | 1 | CCTV NOT Available or Over 30 Years Old & Soil Type Available | 2.4904 | 2 | 1 | 4 | 1 |  | 1 |  | 5 | 0.83 | 0.0092112 | Modelled Flow Data Used & Depth Available | 1.3069 | 2
547 | 570 | 15751 | 10008072 | 196889 | DSSIN | Southern Interceptor | Gravity | Pipe | Buried | OP | CONC | None | 1964-06-30 | 16.32 | 16.04 | dwg | SI | Transmission | Legacy | 1 |  |  | 4 | 1050 | [5 empty] | 77294 | NA |  | 198.3 |  | WSL |  | Waikato,Te Kawerau a Maki,Ngāti Maru,Ngāti Tamaoho,Ngāti Whanaunga,Ngāti Tamaterā,Ngāi Tai ki Tāmaki,Ngāti Hako,Te Ākitai Waiohua | 2.27 | 2 | 2 | 2019 | CCTV Footage Review Log South_Latest.xls | no | 5 | 1 | 2 | CCTV Available (0-10 Years Old) & Soil Type Available | 2.49 | 2 | 1 | 4 | 1 |  | 1 |  | 5 | 0.83 | 0.010003 | Modelled Flow Data Used & Depth Available | 198.3026 | 5
556 | 579 | 15750 | 10008071 | 196738 | DSSIN | Southern Interceptor | Gravity | Pipe | Buried | OP | CONC | None | 1964-06-30 | 16.04 | 15.77 | dwg | SI | Transmission | Legacy | 1 |  |  | 4 | 1050 | [5 empty] | 77293 | NA |  | 183.1 |  | WSL |  | Waikato,Te Kawerau a Maki,Ngāti Maru,Ngāti Tamaoho,Ngāti Whanaunga,Ngāti Tamaterā,Ngāi Tai ki Tāmaki,Ngāti Hako,Te Ākitai Waiohua | 2.27 | 2 | 2 | 2019 | CCTV Footage Review Log South_Latest.xls | no | 5 | 1 | 2 | CCTV Available (0-10 Years Old) & Soil Type Available | 2.49 | 2 | 1 | 4 | 1 |  | 1 | Aquifer - Wiri Volcanic Aquifer | 5 | 0.83 | 0.010147 | Modelled Flow Data Used & Depth Available | 183.1028 | 5
557 | 580 | 15749 | 10008070 | 197036 | DSSIN | Southern Interceptor | Gravity | Pipe | Buried | OP | CONC | None | 1964-06-30 | 15.77 | 15.46 | dwg | SI | Transmission | Legacy | 1 |  |  | 4 | 1050 | [5 empty] | 77292 | NA |  | 189.8 |  | WSL |  | Waikato,Te Kawerau a Maki,Ngāti Maru,Ngāti Tamaoho,Ngāti Whanaunga,Ngāti Tamaterā,Ngāi Tai ki Tāmaki,Ngāti Hako,Te Ākitai Waiohua | 2 | 2 | 2 | 2019 | CCTV Footage Review Log South_Latest.xls | no | 1 | 1 | 2 | CCTV Available (0-10 Years Old) & Soil Type Available | 2.4899 | 2 | 1 | 4 | 1 |  | 1 | Aquifer - Wiri Volcanic Aquifer | 5 | 0.83 | 0.010221 | Modelled Flow Data Used & Depth Available | 189.7963 | 5
558 | 581 | 15748 | 10008069 | 196584 | DSSIN | Southern Interceptor | Gravity | Pipe | Buried | OP | CONC | None | 1964-06-30 | 15.46 | 15.19 | dwg | SI | Transmission | Legacy | 1 |  |  | 4 | 1050 | [5 empty] | 77291 | NA |  | 167.94 |  | WSL |  | Waikato,Te Kawerau a Maki,Ngāti Maru,Ngāti Tamaoho,Ngāti Whanaunga,Ngāti Tamaterā,Ngāi Tai ki Tāmaki,Ngāti Hako,Te Ākitai Waiohua | 2.27 | 2 | 2 | 2019 | CCTV Footage Review Log South_Latest.xls | no | 5 | 1 | 2 | CCTV Available (0-10 Years Old) & Soil Type Available | 2.4899 | 2 | 1 | 4 | 1 |  | 1 | Aquifer - Wiri Volcanic Aquifer | 5 | 0.83 | 0.010331 | Modelled Flow Data Used & Depth Available | 167.9447 | 5
4396 | 4692 | 2709572 | 10101962 | 195406 | DSNCT | Northcote Branch Sewer TS8 | Rising | Pipe | Buried | OP | PE | None | 2017-02-01 | 5.72 | 31.43 | 0.1s | NI | Transmission | T0001107 | 2 |  |  | 4 | 475 | [5 empty] | 65126 | NA |  | 434.53 |  | WSL |  | Te Kawerau a Maki,Ngāti Whātua,Ngāti Maru,Ngāti Whātua o Ōrākei,Ngāti Tamaoho,Ngāti Manuhiri,Te Patukirikiri,Ngāti Whanaunga,Ngāti Tamaterā,Ngāti Pāoa,Ngāi Tai ki Tāmaki,Ngāti Hako,Te Ākitai Waiohua | 1.76 | 2 |  |  |  | no | 5 | 1 | 1 | CCTV NOT Available or Over 30 Years Old & Soil Type Available | 2.489 | 2 | 2 | 4 | 1 |  | 1 |  | 1.5 | 0.71 | 0.4 | Diameter Used For Flow Approximation & Depth Available | 434.526 | 5
4661 | 735629 | 5640017 | 0 | 82638846 | DSDRU | Drury Branch Sewer | Rising | Pipe | Buried | OP | PE | None | 2020-12-01 |  |  | 0.1s | SI | Transmission | 2013131 | 2 |  |  |  | 450 | ASBUILT | ASBUILT | ASBUILT | ASBUILT | CONS | 82593625 |  |  | 562 | ASBUILT | WSL |  | Waikato,Ngāti Maru,Ngāti Tamaoho,Ngāti Tamaterā,Ngāti Pāoa,Ngāi Tai ki Tāmaki,Ngāti Hako,Te Ākitai Waiohua | 1.21 | 1 |  |  |  | no | 1 | 3 | 1 | CCTV NOT Available or Over 30 Years Old & Soil Type Available | 2.489 | 2 | 2 | 4 | 1 |  | 1 |  | 1.5 | 0.71 | 0.4 | Diameter Used For Flow Approximation & Depth Available | 562.8016 | 2
2562 | 2785 | 17748 | 10005635 | 194625 | DSGLD | Glendowie Branch | Rising | Pipe | Buried | OP | CONC | None | 1966-06-30 |  |  | 0.1s | EI | Transmission | Legacy | 2 |  |  | 4 | 450 | [5 empty] | 75063 | NA |  | 331.68 |  | WSL |  | Waikato,Te Kawerau a Maki,Ngāti Whātua,Ngāti Maru,Ngāti Whātua o Ōrākei,Ngāti Tamaoho,Te Patukirikiri,Ngāti Whanaunga,Ngāti Tamaterā,Ngāti Pāoa,Ngāi Tai ki Tāmaki,Ngāti Hako,Te Ākitai Waiohua | 1.71 | 2 |  |  |  | no | 1 | 1 | 2 | CCTV NOT Available or Over 30 Years Old & Soil Type Available | 2.489 | 2 | 2 | 4 | 1 |  | 1 |  | 1.5 | 0.71 | 0.4 | Diameter Used For Flow Approximation & Depth Available | 331.6834 | 5
2566 | 2789 | 17739 | 10005625 | 194474 | DSGLD | Glendowie Branch | Rising | Pipe | Buried | OP | CONC | None | 1966-06-30 |  | 12.64 | dwg | EI | Transmission | Legacy | 2 |  |  | 4 | 450 | [5 empty] | 75054 | NA |  | 146.3 |  | WSL |  | Waikato,Te Kawerau a Maki,Ngāti Whātua,Ngāti Maru,Ngāti Whātua o Ōrākei,Ngāti Tamaoho,Te Patukirikiri,Ngāti Whanaunga,Ngāti Tamaterā,Ngāti Pāoa,Ngāi Tai ki Tāmaki,Ngāti Hako,Te Ākitai Waiohua | 2 | 2 | 2 | 1998 | te puna wai | no | 1 | 1 | 2 | CCTV Available (20-30 Years Old) & Soil Type Available | 2.489 | 2 | 2 | 4 | 1 |  | 1 |  | 1.5 | 0.71 | 0.4 | Diameter Used For Flow Approximation & Depth Available | 146.3038 | 5
2561 | 2784 | 15051 | 10005637 | 194477 | DSGLD | Glendowie Branch | Rising | Pipe | Buried | OP | CONC | None | 1966-06-30 |  |  | 0.1s | EI | Transmission | Legacy | 2 |  |  | 4 | 450 | [5 empty] | 75065 | NA |  | 53.32 |  | WSL |  | Waikato,Te Kawerau a Maki,Ngāti Whātua,Ngāti Maru,Ngāti Whātua o Ōrākei,Ngāti Tamaoho,Te Patukirikiri,Ngāti Whanaunga,Ngāti Tamaterā,Ngāti Pāoa,Ngāi Tai ki Tāmaki,Ngāti Hako,Te Ākitai Waiohua | 1.92 | 2 |  |  |  | no | 1 | 3 | 2 | CCTV NOT Available or Over 30 Years Old & Soil Type Available | 2.489 | 2 | 2 | 4 | 1 |  | 1 |  | 1.5 | 0.71 | 0.4 | Diameter Used For Flow Approximation & Depth Available | 53.3174 | 5
2563 | 2786 | 17746 | 10005633 | 194476 | DSGLD | Glendowie Branch | Rising | Pipe | Buried | OP | CONC | None | 1966-06-30 |  |  | dwg | EI | Transmission | Legacy | 2 |  |  | 4 | 450 | [5 empty] | 75061 | NA |  | 13.93 |  | WSL |  | Waikato,Te Kawerau a Maki,Ngāti Whātua,Ngāti Maru,Ngāti Whātua o Ōrākei,Ngāti Tamaoho,Te Patukirikiri,Ngāti Whanaunga,Ngāti Tamaterā,Ngāti Pāoa,Ngāi Tai ki Tāmaki,Ngāti Hako,Te Ākitai Waiohua | 1.71 | 2 |  |  |  | no | 1 | 1 | 2 | CCTV NOT Available or Over 30 Years Old & Soil Type Available | 2.489 | 2 | 2 | 4 | 1 |  | 1 |  | 1.5 | 0.71 | 0.4 | Diameter Used For Flow Approximation & Depth Available | 13.9285 | 5
1935 | 2114 | 17721 | 10099198 | 192984 | DPOTB | PS 31 Otara | Rising | Pipe | Buried | OP | CLS | None | 2003-11-26 |  |  | dwg | SI | Transmission | Legacy | 2 |  |  | 4 | 470 | [5 empty] | 72048 | NA |  | 6.16 |  | WSL |  | Waikato,Te Kawerau a Maki,Ngāti Maru,Ngāti Tamaoho,Ngāti Whanaunga,Ngāti Tamaterā,Ngāti Pāoa,Ngāi Tai ki Tāmaki,Ngāti Hako,Te Ākitai Waiohua | 1.21 | 1 |  |  |  | no | 1 | 3 | 1 | CCTV NOT Available or Over 30 Years Old & Soil Type Available | 2.489 | 2 | 2 | 4 | 1 |  | 1 |  | 1.5 | 0.71 | 0.4 | Diameter Used For Flow Approximation & Depth Available | 6.1581 | 2
3500 | 3773 | 938144 | 10089118 | 193112 | DPKAH | Kahika Pump Station and Storage Tank | Rising | Pipe | Buried | OP | CLS | None | 2002-02-07 |  |  | dwg | NI | Transmission | Legacy | 2 |  |  | 4 | 450 | [5 empty] | 63356 | NA |  | 6.03 |  | WSL |  | Te Kawerau a Maki,Ngāti Whātua,Ngāti Maru,Ngāti Whātua o Ōrākei,Ngāti Tamaoho,Ngāti Manuhiri,Ngāti Whanaunga,Ngāti Tamaterā,Ngāti Pāoa,Ngāi Tai ki Tāmaki,Ngāti Hako,Te Ākitai Waiohua | 1 | 1 |  |  |  | no | 1 | 1 | 1 | CCTV NOT Available or Over 30 Years Old & Soil Type Available | 2.489 | 2 | 2 | 4 | 1 |  | 1 |  | 1.5 | 0.71 | 0.4 | Diameter Used For Flow Approximation & Depth Available | 6.032 | 2
4060 | 4339 | 934331 | 10087872 | 194909 | DSGNH | Greenhithe Branch Sewer TS22 | Rising | Pipe | Buried | OP | CLS | None | 2005-03-01 |  |  | dwg | NI | Transmission | Legacy | 2 |  |  | 4 | 420 | [5 empty] | 64800 | NA |  | 3.36 |  | WSL |  | Te Kawerau a Maki,Ngāti Whātua,Ngāti Maru,Ngāti Whātua o Kaipara,Ngāti Whātua o Ōrākei,Ngāti Tamaoho,Ngāti Manuhiri,Ngāti Whanaunga,Ngāti Tamaterā,Ngāti Pāoa,Ngāi Tai ki Tāmaki,Ngāti Hako,Te Ākitai Waiohua | 1.21 | 1 |  |  |  | no | 1 | 3 | 1 | CCTV NOT Available or Over 30 Years Old & Soil Type Available | 2.489 | 2 | 2 | 4 | 1 |  | 1 |  | 1.5 | 0.71 | 0.4 | Diameter Used For Flow Approximation & Depth Available | 3.3596 | 2
4106 | 4388 | 934330 | 10087871 | 195131 | DSGNH | Greenhithe Branch Sewer TS22 | Rising | Pipe | Buried | OP | CLS | None | 2005-03-01 |  |  | dwg | NI | Transmission | Legacy | 2 |  |  | 4 | 420 | [5 empty] | 64799 | NA |  | 2.29 |  | WSL |  | Te Kawerau a Maki,Ngāti Whātua,Ngāti Maru,Ngāti Whātua o Kaipara,Ngāti Whātua o Ōrākei,Ngāti Tamaoho,Ngāti Manuhiri,Ngāti Whanaunga,Ngāti Tamaterā,Ngāti Pāoa,Ngāi Tai ki Tāmaki,Ngāti Hako,Te Ākitai Waiohua | 1.21 | 1 |  |  |  | no | 1 | 3 | 1 | CCTV NOT Available or Over 30 Years Old & Soil Type Available | 2.489 | 2 | 2 | 4 | 1 |  | 1 |  | 1.5 | 0.71 | 0.4 | Diameter Used For Flow Approximation & Depth Available | 2.289 | 2
4362 | 4655 | 2672350 | 10100226 | 192985 | DPOTB | PS 31 Otara | Rising | Pipe | Buried | OP | PE | None | 2015-03-10 |  |  | dwg | SI | Transmission | T0000990 | 2 |  |  | 4 | 457 | [5 empty] | 72054 | NA |  | 1.89 |  | WSL |  | Waikato,Te Kawerau a Maki,Ngāti Maru,Ngāti Tamaoho,Ngāti Whanaunga,Ngāti Tamaterā,Ngāti Pāoa,Ngāi Tai ki Tāmaki,Ngāti Hako,Te Ākitai Waiohua | 1.21 | 1 |  |  |  | no | 1 | 3 | 1 | CCTV NOT Available or Over 30 Years Old & Soil Type Available | 2.489 | 2 | 2 | 4 | 1 |  | 1 |  | 1.5 | 0.71 | 0.4 | Diameter Used For Flow Approximation & Depth Available | 1.8926 | 2
3097 | 3358 | 914677 | 10089426 | 193932 | DSBDD | Birkdale Diversion Branch Sewer TS14A | Gravity | Pipe | Buried | OP | CONC | None | 2009-06-06 | 4.23 | 4.08 | dwg | NI | Transmission | Legacy | 2 |  |  | 4 | 1050 | [5 empty] | 64132 | NA |  | 90.79 |  | WSL |  | Te Kawerau a Maki,Ngāti Whātua,Ngāti Maru,Ngāti Whātua o Ōrākei,Ngāti Tamaoho,Ngāti Manuhiri,Ngāti Whanaunga,Ngāti Tamaterā,Ngāti Pāoa,Ngāi Tai ki Tāmaki,Ngāti Hako,Te Ākitai Waiohua | 1.76 | 2 |  |  | CCTV app | yes | 5 | 1 | 1 | CCTV NOT Available or Over 30 Years Old & Soil Type Available | 2.4851 | 2 | 1 | 4 | 1 |  | 1 |  | 5 | 0.83 | 0.019908 | Modelled Flow Data Used & Depth Available | 90.7905 | 5
4272 | 4557 | 938320 | 10089424 | 194177 | DSBDD | Birkdale Diversion Branch Sewer TS14A | Gravity | Pipe | Buried | OP | CONC | None | 2009-06-06 | 3.81 | 3.28 | dwg | NI | Transmission | Legacy | 2 |  |  | 4 | 1050 | [5 empty] | 64130 | NA |  | 272.76 |  | WSL |  | Te Kawerau a Maki,Ngāti Whātua,Ngāti Maru,Ngāti Whātua o Ōrākei,Ngāti Tamaoho,Ngāti Manuhiri,Ngāti Whanaunga,Ngāti Tamaterā,Ngāti Pāoa,Ngāi Tai ki Tāmaki,Ngāti Hako,Te Ākitai Waiohua | 1 | 1 |  |  | CCTV app | yes | 1 | 1 | 1 | CCTV NOT Available or Over 30 Years Old & Soil Type Available | 2.4851 | 2 | 1 | 4 | 1 |  | 1 |  | 5 | 0.83 | 0.019908 | Modelled Flow Data Used & Depth Available | 272.7612 | 2
4279 | 4564 | 938961 | 10089425 | 193985 | DSBDD | Birkdale Diversion Branch Sewer TS14A | Gravity | Pipe | Buried | OP | CONC | None | 2009-06-06 | 4.08 | 3.81 | dwg | NI | Transmission | Legacy | 2 |  |  | 4 | 1050 | [5 empty] | 64131 | NA |  | 171.38 |  | WSL |  | Te Kawerau a Maki,Ngāti Whātua,Ngāti Maru,Ngāti Whātua o Ōrākei,Ngāti Tamaoho,Ngāti Manuhiri,Ngāti Whanaunga,Ngāti Tamaterā,Ngāti Pāoa,Ngāi Tai ki Tāmaki,Ngāti Hako,Te Ākitai Waiohua | 1 | 1 |  |  | CCTV app | yes | 1 | 1 | 1 | CCTV NOT Available or Over 30 Years Old & Soil Type Available | 2.4851 | 2 | 1 | 4 | 1 |  | 1 |  | 5 | 0.83 | 0.019908 | Modelled Flow Data Used & Depth Available | 171.3766 | 2
4695 | 744176 | 5712425 | 0 | 82714238 | DSLWD | Lawsons Creek Branch Sewer Duplication | Gravity | Pipe | Buried | OP | PE | None | 2021-04-08 | 13.1 | 12.55 | 0.1s | WI | Transmission | 2013009.00 | 2 |  |  |  | 450 | ASBUILT | ASBUILT | ASBUILT | ASBUILT | CONS | 82714017 |  |  | 61.18 | ASBUILT | WSL |  | Te Kawerau a Maki,Ngāti Whātua,Ngāti Maru,Ngāti Whātua o Ōrākei,Ngāti Tamaoho,Ngāti Tamaterā,Ngāti Hako,Te Ākitai Waiohua | 1.97 | 2 |  |  |  | no | 5 | 3 | 1 | CCTV NOT Available or Over 30 Years Old & Soil Type Available | 2.4845 | 2 | 2 | 2 | 1 |  | 1 | Significant Ecological Area - SEA_T_4661 | 5 | 0.705 | 0.4 | Diameter Used For Flow Approximation & Depth Available | 61.1841 | 5
2100 | 2301 | 17901 | 10099293 | 197132 | DSTIT | Titirangi Branch | Gravity | Pipe | Encased | OP | PVC-U | None | 1989-06-30 | -0.69 | -1.11 | dwg | WI | Transmission | Legacy | 2 |  |  | 4 | 400 | [5 empty] | 78087 | NA |  | 27.12 |  | WSL |  | Waikato,Te Kawerau a Maki,Ngāti Whātua,Ngāti Whātua o Ōrākei,Ngāti Tamaoho,Ngāti Tamaterā,Te Ākitai Waiohua | 1.76 | 2 |  |  |  | no | 5 | 1 | 1 | CCTV NOT Available or Over 30 Years Old & Soil Type Available | 2.4845 | 2 | 2 | 2 | 1 |  | 1 |  | 5 | 0.705 | 0.4 | Diameter Used For Flow Approximation & Depth Available | 27.1193 | 5
4361 | 4654 | 2667199 | 10100242 | 195077 | DSKOH | Kohimarama Branch | Gravity | Pipe | Buried | OP | CONC | None | 1968-06-30 | -0.47 | -0.72 | dwg | EI | Transmission | Legacy | 2 |  |  | 4 | 470 | [5 empty] | 75622 | NA |  | 19.61 |  | WSL |  | Waikato,Te Kawerau a Maki,Ngāti Whātua,Ngāti Maru,Ngāti Whātua o Ōrākei,Ngāti Tamaoho,Te Patukirikiri,Ngāti Whanaunga,Ngāti Tamaterā,Ngāti Pāoa,Ngāi Tai ki Tāmaki,Ngāti Hako,Te Ākitai Waiohua | 2.46 | 2 |  |  |  | no | 5 | 1 | 2 | CCTV NOT Available or Over 30 Years Old & Soil Type Available | 2.4845 | 2 | 2 | 2 | 1 |  | 1 |  | 5 | 0.705 | 0.4 | Diameter Used For Flow Approximation & Depth Available | 19.6067 | 5
1308 | 1398 | 31094 | 10006143 | 195425 | DSHNV | Henderson Valley Branch | Gravity | Pipe | Exposed | OP | CLS | None | 1997-07-30 | 8.26 | 8.2 | 1.0g | WI | Transmission | GP07071 | 2 |  |  | 4 | 550 | [5 empty] | 75560 | NA |  | 14.3 |  | WSL |  | Te Kawerau a Maki,Ngāti Whātua,Ngāti Whātua o Ōrākei,Ngāti Tamaoho,Ngāti Tamaterā,Te Ākitai Waiohua | 2.33 | 2 | 2 | 2011 | te puna wai | no | 5 | 1 | 2 | CCTV Available (10-20 Years Old) & Soil Type Available | 2.4845 | 2 | 2 | 2 | 1 |  | 1 | Significant Ecological Area - SEA_T_4867 | 5 | 0.705 | 0.4 | Diameter Used For Flow Approximation & Depth Available | 14.2966 | 5
4325 | 4612 | 2619104 | 10095134 | 197434 | DSTSE | Tamaki South East Branch | Gravity | Pipe | Buried | OP | PE | None | 2015-11-01 | 34.93 | 34.79 | 0.1s | TE | Transmission | T0000779 | 2 |  |  | 4 | 450 | [5 empty] | 78181 | NA |  | 8.51 |  | WSL |  | Waikato,Ngāti Maru,Ngāti Tamaoho,Ngāti Whanaunga,Ngāti Tamaterā,Ngāti Pāoa,Ngāi Tai ki Tāmaki,Ngāti Hako,Te Ākitai Waiohua | 1.76 | 2 |  |  |  | no | 5 | 1 | 1 | CCTV NOT Available or Over 30 Years Old & Soil Type Available | 2.4845 | 2 | 2 | 2 | 1 |  | 1 |  | 5 | 0.705 | 0.4 | Diameter Used For Flow Approximation & Depth Available | 8.5076 | 5
2757 | 2999 | 302817 | 10064128 | 194729 | DSFLB | Flat Bush Branch | Gravity | Pipe | Buried | OP | CONC | None | 1986-06-30 | 4.77 | 4.4 | 1.0g | SI | Transmission | GP11001 | 2 |  |  | 4 | 400 | [5 empty] | 74974 | NA |  | 7.08 |  | WSL |  | Waikato,Te Kawerau a Maki,Ngāti Maru,Ngāti Tamaoho,Ngāti Whanaunga,Ngāti Tamaterā,Ngāti Pāoa,Ngāi Tai ki Tāmaki,Ngāti Hako,Te Ākitai Waiohua | 1.76 | 2 |  |  |  | no | 5 | 1 | 1 | CCTV NOT Available or Over 30 Years Old & Soil Type Available | 2.4845 | 2 | 2 | 2 | 1 |  | 1 |  | 5 | 0.705 | 0.4 | Diameter Used For Flow Approximation & Depth Available | 7.0761 | 5
4360 | 4653 | 2666878 | 10096672 | 195221 | DSKOD | Kohimarama Branch Diversion Sewer | Gravity | Pipe | Buried | OP | CONC | None | 2016-03-24 | -0.54 | -0.55 | dwg | EI | Transmission | T0000900 | 2 |  |  | 4 | 525 | [5 empty] | 75613 | NA |  | 4.63 |  | WSL |  | Waikato,Te Kawerau a Maki,Ngāti Whātua,Ngāti Maru,Ngāti Whātua o Ōrākei,Ngāti Tamaoho,Te Patukirikiri,Ngāti Whanaunga,Ngāti Tamaterā,Ngāti Pāoa,Ngāi Tai ki Tāmaki,Ngāti Hako,Te Ākitai Waiohua | 1.76 | 2 |  |  |  | no | 5 | 1 | 1 | CCTV NOT Available or Over 30 Years Old & Soil Type Available | 2.4845 | 2 | 2 | 2 | 1 |  | 1 |  | 5 | 0.705 | 0.4 | Diameter Used For Flow Approximation & Depth Available | 4.63 | 5
2756 | 2998 | 302816 | 10064127 | 194461 | DSFLB | Flat Bush Branch | Gravity | Pipe | Buried | OP | CONC | None | 1986-06-30 | 4.77 | 4.4 | 1.0g | SI | Transmission | GP11001 | 2 |  |  | 4 | 400 | [5 empty] | 74973 | NA |  | 3.77 |  | WSL |  | Waikato,Te Kawerau a Maki,Ngāti Maru,Ngāti Tamaoho,Ngāti Whanaunga,Ngāti Tamaterā,Ngāti Pāoa,Ngāi Tai ki Tāmaki,Ngāti Hako,Te Ākitai Waiohua | 1.76 | 2 |  |  |  | no | 5 | 1 | 1 | CCTV NOT Available or Over 30 Years Old & Soil Type Available | 2.4845 | 2 | 2 | 2 | 1 |  | 1 |  | 5 | 0.705 | 0.4 | Diameter Used For Flow Approximation & Depth Available | 3.7725 | 5
2786 | 3032 | 302871 | 10072242 | 195110 | DSMAN | Manurewa Branch | Gravity | Pipe | Buried | OP | CONC | None | 2010-06-01 | 4.71 | 3.68 | 0.1s | SI | Transmission | DC10048 | 2 |  |  | 4 | 400 | [5 empty] | 75715 | NA |  | 102.93 |  | WSL |  | Waikato,Ngāti Maru,Ngāti Tamaoho,Ngāti Whanaunga,Ngāti Tamaterā,Ngāti Pāoa,Ngāi Tai ki Tāmaki,Ngāti Hako,Te Ākitai Waiohua | 2 | 2 | 2 | 2018 | CCTV Footage Review Log South_Latest.xls | yes | 3 | 3 | 1 | CCTV Available (0-10 Years Old) & Soil Type Available | 2.4845 | 2 | 2 | 2 | 1 |  | 1 |  | 5 | 0.705 | 0.4 | Diameter Used For Flow Approximation & Depth Available | 102.9264 | 5
2899 | 3154 | 1675285 | 10078062 | 197470 | DSWHE | Whenuapai Branch | Gravity | Pipe | Buried | OP | PE | None | 2012-11-22 | 25.65 | 20.5 | 0.1s | WI | Transmission | T0000299 | 2 |  |  | 4 | 450 | [5 empty] | 78295 | NA |  | 598.42 |  | WSL |  | Te Kawerau a Maki,Ngāti Whātua,Ngāti Maru,Ngāti Whātua o Kaipara,Ngāti Whātua o Ōrākei,Ngāti Tamaoho,Ngāti Manuhiri,Ngāti Tamaterā,Ngāti Hako,Te Ākitai Waiohua | 3 | 3 | 3 | 2017 | CCTV Footage Review Log South_Latest.xls | no | 1 | 3 | 1 | CCTV Available (0-10 Years Old) & Soil Type Available | 2.4845 | 2 | 2 | 2 | 1 |  | 1 |  | 5 | 0.705 | 0.4 | Diameter Used For Flow Approximation & Depth Available | 598.4245 | 9
2894 | 3149 | 1675286 | 10078063 | 197263 | DSWHE | Whenuapai Branch | Gravity | Pipe | Buried | OP | PE | None | 2012-11-22 | 31.26 | 25.83 | 0.1s | WI | Transmission | T0000299 | 2 |  |  | 4 | 450 | [5 empty] | 78296 | NA |  | 475.51 |  | WSL |  | Te Kawerau a Maki,Ngāti Whātua,Ngāti Maru,Ngāti Whātua o Kaipara,Ngāti Whātua o Ōrākei,Ngāti Tamaoho,Ngāti Manuhiri,Ngāti Tamaterā,Ngāti Hako,Te Ākitai Waiohua | 2 | 2 | 2 | 2017 | CCTV Footage Review Log South_Latest.xls | no | 1 | 1 | 1 | CCTV Available (0-10 Years Old) & Soil Type Available | 2.4845 | 2 | 2 | 2 | 1 |  | 1 |  | 5 | 0.705 | 0.4 | Diameter Used For Flow Approximation & Depth Available | 475.5054 | 5
2895 | 3150 | 1675284 | 10078061 | 197660 | DSWHE | Whenuapai Branch | Gravity | Pipe | Buried | OP | PE | None | 2012-11-22 | 20.47 | 17.91 | 0.1s | WI | Transmission | T0000299 | 2 |  |  | 4 | 450 | [5 empty] | 78294 | NA |  | 224.04 |  | WSL |  | Te Kawerau a Maki,Ngāti Whātua,Ngāti Maru,Ngāti Whātua o Kaipara,Ngāti Whātua o Ōrākei,Ngāti Tamaoho,Ngāti Manuhiri,Ngāti Tamaterā,Ngāti Hako,Te Ākitai Waiohua | 2 | 2 | 2 | 2017 | CCTV Footage Review Log South_Latest.xls | no | 1 | 3 | 1 | CCTV Available (0-10 Years Old) & Soil Type Available | 2.4845 | 2 | 2 | 2 | 1 |  | 1 |  | 5 | 0.705 | 0.4 | Diameter Used For Flow Approximation & Depth Available | 224.042 | 5
4611 | 704465 | 5058506 | 0 | 81191253 | DSNSD | Northside Drive Branch Sewer | Gravity | Pipe | Buried | OP | PE | None | 2020-10-07 | 18.2 | 16.56 | 0.1s | NI | Transmission | 2013013 | 2 |  |  |  | 400 | ASBUILT | ASBUILT | ASBUILT | ASBUILT | CONS | 81190991 |  | DSNSD-D82-PIPE051 | 174.14 | ASBUILT | WSL |  | Te Kawerau a Maki,Ngāti Whātua,Ngāti Maru,Ngāti Whātua o Kaipara,Ngāti Whātua o Ōrākei,Ngāti Tamaoho,Ngāti Manuhiri,Ngāti Tamaterā,Ngāti Hako,Te Ākitai Waiohua | 1.21 | 1 |  |  |  | no | 1 | 3 | 1 | CCTV NOT Available or Over 30 Years Old & Soil Type Available | 2.4845 | 2 | 2 | 2 | 1 |  | 1 |  | 5 | 0.705 | 0.4 | Diameter Used For Flow Approximation & Depth Available | 174.1361 | 2
4664 | 735678 | 5641013 | 0 | 82638146 | DSDRW | Drury West Branch Sewer | Gravity | Pipe | Buried | OP | PE | None | 2021-01-01 | 5.2 | 2.85 | 0.1s | SI | Transmission | 2013131 | 2 |  |  |  | 500 | ASBUILT | ASBUILT | ASBUILT | ASBUILT | CONS | 82594366 |  |  | 167 | ASBUILT | WSL |  | Waikato,Ngāti Maru,Ngāti Tamaoho,Ngāti Tamaterā,Ngāti Pāoa,Ngāi Tai ki Tāmaki,Ngāti Hako,Te Ākitai Waiohua | 1.21 | 1 |  |  |  | no | 1 | 3 | 1 | CCTV NOT Available or Over 30 Years Old & Soil Type Available | 2.4845 | 2 | 2 | 2 | 1 |  | 1 |  | 5 | 0.705 | 0.4 | Diameter Used For Flow Approximation & Depth Available | 167.665 | 2
2898 | 3153 | 1675283 | 10078060 | 197943 | DSWHE | Whenuapai Branch | Gravity | Pipe | Buried | OP | PE | None | 2012-11-22 | 17.81 | 12.77 | 0.1s | WI | Transmission | T0000299 | 2 |  |  | 4 | 450 | [5 empty] | 78293 | NA |  | 139.97 |  | WSL |  | Te Kawerau a Maki,Ngāti Whātua,Ngāti Maru,Ngāti Whātua o Kaipara,Ngāti Whātua o Ōrākei,Ngāti Tamaoho,Ngāti Manuhiri,Ngāti Tamaterā,Ngāti Hako,Te Ākitai Waiohua | 2 | 2 | 2 | 2017 | CCTV Footage Review Log South_Latest.xls | no | 1 | 3 | 1 | CCTV Available (0-10 Years Old) & Soil Type Available | 2.4845 | 2 | 2 | 2 | 1 |  | 1 |  | 5 | 0.705 | 0.4 | Diameter Used For Flow Approximation & Depth Available | 139.9742 | 5
4650 | 735223 | 5637326 | 0 | 82638167 | DSDRU | Drury Branch Sewer | Gravity | Pipe | Buried | OP | GRP | None | 2020-04-01 | 24.29 | 19.06 | 0.1s | SI | Transmission | 2013130 | 2 |  |  |  | 500 | ASBUILT | ASBUILT | ASBUILT | ASBUILT | CONS | 82593588 |  |  | 139.79 | ASBUILT | WSL |  | Waikato,Ngāti Maru,Ngāti Tamaoho,Ngāti Tamaterā,Ngāti Pāoa,Ngāi Tai ki Tāmaki,Ngāti Hako,Te Ākitai Waiohua | 1 | 1 |  |  |  | no | 1 | 1 | 1 | CCTV NOT Available or Over 30 Years Old & Soil Type Available | 2.4845 | 2 | 2 | 2 | 1 |  | 1 | Aquifer - Drury Sand Aquifer | 5 | 0.705 | 0.4 | Diameter Used For Flow Approximation & Depth Available | 139.7923 | 2
2859 | 3112 | 1673246 | 10080563 | 195374 | DSMND | Manurewa Branch Diversion | Gravity | Pipe | Buried | OP | PE | None | 2013-07-05 | 14.86 | 13.95 | 0.1s | SI | Transmission | T0000419 | 2 |  |  | 4 | 560 | [5 empty] | 75881 | NA |  | 125.9 |  | WSL |  | Waikato,Ngāti Maru,Ngāti Tamaoho,Ngāti Whanaunga,Ngāti Tamaterā,Ngāti Pāoa,Ngāi Tai ki Tāmaki,Ngāti Hako,Te Ākitai Waiohua | 1 | 1 |  |  |  | no | 1 | 1 | 1 | CCTV NOT Available or Over 30 Years Old & Soil Type Available | 2.4845 | 2 | 2 | 2 | 1 |  | 1 |  | 5 | 0.705 | 0.4 | Diameter Used For Flow Approximation & Depth Available | 125.8983 | 2
4647 | 735218 | 5637298 | 0 | 82638165 | DSDRU | Drury Branch Sewer | Gravity | Pipe | Buried | OP | GRP | None | 2020-04-01 | 28.96 | 25.39 | 0.1s | SI | Transmission | 2013130 | 2 |  |  |  | 500 | ASBUILT | ASBUILT | ASBUILT | ASBUILT | CONS | 82593589 |  |  | 125 | ASBUILT | WSL |  | Waikato,Ngāti Maru,Ngāti Tamaoho,Ngāti Tamaterā,Ngāti Pāoa,Ngāi Tai ki Tāmaki,Ngāti Hako,Te Ākitai Waiohua | 1 | 1 |  |  |  | no | 1 | 1 | 1 | CCTV NOT Available or Over 30 Years Old & Soil Type Available | 2.4845 | 2 | 2 | 2 | 1 |  | 1 | Aquifer - Drury Sand Aquifer | 5 | 0.705 | 0.4 | Diameter Used For Flow Approximation & Depth Available | 125.2491 | 2
2862 | 3115 | 1673247 | 10080562 | 196072 | DSMND | Manurewa Branch Diversion | Gravity | Pipe | Buried | OP | PE | None | 2013-07-05 | 13.91 | 13.21 | 0.1s | SI | Transmission | T0000419 | 2 |  |  | 4 | 560 | [5 empty] | 75880 | NA |  | 117.89 |  | WSL |  | Waikato,Ngāti Maru,Ngāti Tamaoho,Ngāti Whanaunga,Ngāti Tamaterā,Ngāti Pāoa,Ngāi Tai ki Tāmaki,Ngāti Hako,Te Ākitai Waiohua | 1 | 1 |  |  |  | no | 1 | 1 | 1 | CCTV NOT Available or Over 30 Years Old & Soil Type Available | 2.4845 | 2 | 2 | 2 | 1 |  | 1 |  | 5 | 0.705 | 0.4 | Diameter Used For Flow Approximation & Depth Available | 117.8948 | 2
4643 | 735212 | 5637414 | 0 | 82638170 | DSDRU | Drury Branch Sewer | Gravity | Pipe | Buried | OP | GRP | None | 2020-04-01 | 15.11 | 9.64 | 0.1s | SI | Transmission | 2013130 | 2 |  |  |  | 500 | ASBUILT | ASBUILT | ASBUILT | ASBUILT | CONS | 82593585 |  |  | 112 | ASBUILT | WSL |  | Waikato,Ngāti Maru,Ngāti Tamaoho,Ngāti Tamaterā,Ngāti Pāoa,Ngāi Tai ki Tāmaki,Ngāti Hako,Te Ākitai Waiohua | 1 | 1 |  |  |  | no | 1 | 1 | 1 | CCTV NOT Available or Over 30 Years Old & Soil Type Available | 2.4845 | 2 | 2 | 2 | 1 |  | 1 | Aquifer - Drury Sand Aquifer | 5 | 0.705 | 0.4 | Diameter Used For Flow Approximation & Depth Available | 112.4817 | 2
3956 | 4234 | 930648 | 10088285 | 196091 | DSNCP | Northcote Point Branch Sewer TS8A | Gravity | Pipe | Buried | OP | CONC | None | 1965-01-01 |  |  | dwg | NI | Transmission | Legacy | 2 |  |  | 4 | 490 | [5 empty] | 65072 | NA |  | 91.36 |  | WSL |  | Te Kawerau a Maki,Ngāti Whātua,Ngāti Maru,Ngāti Whātua o Ōrākei,Ngāti Tamaoho,Te Patukirikiri,Ngāti Whanaunga,Ngāti Tamaterā,Ngāti Pāoa,Ngāi Tai ki Tāmaki,Ngāti Hako,Te Ākitai Waiohua | 3 | 3 | 3 | 2016 | te puna wai | no | 1 | 1 | 2 | CCTV Available (0-10 Years Old) & Soil Type Available | 2.4845 | 2 | 2 | 2 | 1 | Safe Swim Beach | 1 | Ocean Intercept, Significant Ecological Area - SEA-M2-60a | 5 | 0.705 | 0.4 | Diameter Used For Flow Approximation & Depth Available | 91.3584 | 9
4684 | 744142 | 5712225 | 0 | 82714236 | DSLWD | Lawsons Creek Branch Sewer Duplication | Gravity | Pipe | Buried | OP | GRP | None | 2021-04-08 | 7.87 | 7.41 | 0.1s | WI | Transmission | 2013009.00 | 2 |  |  |  | 428 | ASBUILT | ASBUILT | ASBUILT | ASBUILT | CONS | 82677396 |  |  | 87.88 | ASBUILT | WSL |  | Te Kawerau a Maki,Ngāti Whātua,Ngāti Maru,Ngāti Whātua o Ōrākei,Ngāti Tamaoho,Ngāti Tamaterā,Ngāti Hako,Te Ākitai Waiohua | 1 | 1 |  |  |  | no | 1 | 1 | 1 | CCTV NOT Available or Over 30 Years Old & Soil Type Available | 2.4845 | 2 | 2 | 2 | 1 |  | 1 |  | 5 | 0.705 | 0.4 | Diameter Used For Flow Approximation & Depth Available | 87.8756 | 2
2870 | 3123 | 1673245 | 10080564 | 195917 | DSMND | Manurewa Branch Diversion | Gravity | Pipe | Buried | OP | PE | None | 2013-07-05 | 16.41 | 14.93 | 0.1s | SI | Transmission | T0000419 | 2 |  |  | 4 | 560 | [5 empty] | 75882 | NA |  | 86.84 |  | WSL |  | Waikato,Ngāti Maru,Ngāti Tamaoho,Ngāti Whanaunga,Ngāti Tamaterā,Ngāti Pāoa,Ngāi Tai ki Tāmaki,Ngāti Hako,Te Ākitai Waiohua | 1 | 1 |  |  |  | no | 1 | 1 | 1 | CCTV NOT Available or Over 30 Years Old & Soil Type Available | 2.4845 | 2 | 2 | 2 | 1 |  | 1 |  | 5 | 0.705 | 0.4 | Diameter Used For Flow Approximation & Depth Available | 86.8352 | 2
4608 | 704459 | 5058500 | 0 | 81191250 | DSNSD | Northside Drive Branch Sewer | Gravity | Pipe | Buried | OP | PE | None | 2020-10-04 | 27.78 | 25.41 | 0.1s | NI | Transmission | 2013013 | 2 |  |  |  | 400 | ASBUILT | ASBUILT | ASBUILT | ASBUILT | CONS | 81190988 |  | DSNSD-D82-PIPE081 | 84.14 | ASBUILT | WSL |  | Te Kawerau a Maki,Ngāti Whātua,Ngāti Whātua o Kaipara,Ngāti Whātua o Ōrākei,Ngāti Tamaoho,Ngāti Manuhiri,Ngāti Tamaterā,Te Ākitai Waiohua | 1.21 | 1 |  |  |  | no | 1 | 3 | 1 | CCTV NOT Available or Over 30 Years Old & Soil Type Available | 2.4845 | 2 | 2 | 2 | 1 |  | 1 |  | 5 | 0.705 | 0.4 | Diameter Used For Flow Approximation & Depth Available | 84.1383 | 2
4644 | 735215 | 5637335 | 0 | 82638168 | DSDRU | Drury Branch Sewer | Gravity | Pipe | Buried | OP | GRP | None | 2020-04-01 | 18.97 | 15.22 | 0.1s | SI | Transmission | 2013130 | 2 |  |  |  | 500 | ASBUILT | ASBUILT | ASBUILT | ASBUILT | CONS | 82593587 |  |  | 83 | ASBUILT | WSL |  | Waikato,Ngāti Maru,Ngāti Tamaoho,Ngāti Tamaterā,Ngāti Pāoa,Ngāi Tai ki Tāmaki,Ngāti Hako,Te Ākitai Waiohua | 1 | 1 |  |  |  | no | 1 | 1 | 1 | CCTV NOT Available or Over 30 Years Old & Soil Type Available | 2.4845 | 2 | 2 | 2 | 1 |  | 1 | Aquifer - Drury Sand Aquifer | 5 | 0.705 | 0.4 | Diameter Used For Flow Approximation & Depth Available | 83.0487 | 2
4642 | 735210 | 5637379 | 0 | 82638169 | DSDRU | Drury Branch Sewer | Gravity | Pipe | Buried | OP | GRP | None | 2020-04-01 | 15.11 | 9.64 | 0.1s | SI | Transmission | 2013130 | 2 |  |  |  | 500 | ASBUILT | ASBUILT | ASBUILT | ASBUILT | CONS | 82593586 |  |  | 80 | ASBUILT | WSL |  | Waikato,Ngāti Maru,Ngāti Tamaoho,Ngāti Tamaterā,Ngāti Pāoa,Ngāi Tai ki Tāmaki,Ngāti Hako,Te Ākitai Waiohua | 1 | 1 |  |  |  | no | 1 | 1 | 1 | CCTV NOT Available or Over 30 Years Old & Soil Type Available | 2.4845 | 2 | 2 | 2 | 1 |  | 1 | Aquifer - Drury Sand Aquifer | 5 | 0.705 | 0.4 | Diameter Used For Flow Approximation & Depth Available | 80.1382 | 2
2857 | 3110 | 1673255 | 10080554 | 196070 | DSMND | Manurewa Branch Diversion | Gravity | Pipe | Buried | OP | CONC | None | 2013-07-05 | 9.59 | 9.12 | 0.1s | SI | Transmission | T0000419 | 2 |  |  | 4 | 550 | [5 empty] | 75871 | NA |  | 79.28 |  | WSL |  | Waikato,Ngāti Maru,Ngāti Tamaoho,Ngāti Whanaunga,Ngāti Tamaterā,Ngāti Pāoa,Ngāi Tai ki Tāmaki,Ngāti Hako,Te Ākitai Waiohua | 1 | 1 |  |  |  | no | 1 | 1 | 1 | CCTV NOT Available or Over 30 Years Old & Soil Type Available | 2.4845 | 2 | 2 | 2 | 1 |  | 1 |  | 5 | 0.705 | 0.4 | Diameter Used For Flow Approximation & Depth Available | 79.2762 | 2
2897 | 3152 | 1675282 | 10078059 | 197262 | DSWHE | Whenuapai Branch | Gravity | Pipe | Buried | OP | PE | None | 2012-11-22 | 12.75 | 10.18 | 0.1s | WI | Transmission | T0000299 | 2 |  |  | 4 | 450 | [5 empty] | 78292 | NA |  | 79.11 |  | WSL |  | Te Kawerau a Maki,Ngāti Whātua,Ngāti Maru,Ngāti Whātua o Kaipara,Ngāti Whātua o Ōrākei,Ngāti Tamaoho,Ngāti Manuhiri,Ngāti Tamaterā,Ngāti Hako,Te Ākitai Waiohua | 2 | 2 | 2 | 2017 | CCTV Footage Review Log South_Latest.xls | no | 1 | 3 | 1 | CCTV Available (0-10 Years Old) & Soil Type Available | 2.4845 | 2 | 2 | 2 | 1 |  | 1 |  | 5 | 0.705 | 0.4 | Diameter Used For Flow Approximation & Depth Available | 79.1149 | 5
4609 | 704461 | 5058502 | 0 | 81191251 | DSNSD | Northside Drive Branch Sewer | Gravity | Pipe | Buried | OP | PE | None | 2020-10-05 | 21.5 | 20 | 0.1s | NI | Transmission | 2013013 | 2 |  |  |  | 400 | ASBUILT | ASBUILT | ASBUILT | ASBUILT | CONS | 81190989 |  | DSNSD-D82-PIPE071 | 63.89 | ASBUILT | WSL |  | Te Kawerau a Maki,Ngāti Whātua,Ngāti Whātua o Kaipara,Ngāti Whātua o Ōrākei,Ngāti Tamaoho,Ngāti Manuhiri,Ngāti Tamaterā,Te Ākitai Waiohua | 1.21 | 1 |  |  |  | no | 1 | 3 | 1 | CCTV NOT Available or Over 30 Years Old & Soil Type Available | 2.4845 | 2 | 2 | 2 | 1 |  | 1 |  | 5 | 0.705 | 0.4 | Diameter Used For Flow Approximation & Depth Available | 63.8906 | 2
4667 | 735693 | 5641012 | 0 | 82638148 | DSDRW | Drury West Branch Sewer | Gravity | Pipe | Buried | OP | PE | None | 2021-01-01 | 6.05 | 5.32 | 0.1s | SI | Transmission | 2013131 | 2 |  |  |  | 500 | ASBUILT | ASBUILT | ASBUILT | ASBUILT | CONS | 82594367 |  |  | 54.23 | ASBUILT | WSL |  | Waikato,Ngāti Maru,Ngāti Tamaoho,Ngāti Tamaterā,Ngāti Pāoa,Ngāi Tai ki Tāmaki,Ngāti Hako,Te Ākitai Waiohua | 1.21 | 1 |  |  |  | no | 1 | 3 | 1 | CCTV NOT Available or Over 30 Years Old & Soil Type Available | 2.4845 | 2 | 2 | 2 | 1 |  | 1 |  | 5 | 0.705 | 0.4 | Diameter Used For Flow Approximation & Depth Available | 54.2311 | 2
4677 | 738042 | 5651126 | 0 | 82714811 | DSBRM | Bremner Branch Sewer | Gravity | Pipe | Buried | OP | PE | None | 2020-04-07 | 3.7 | 2.8 | 0.1s | SI | Transmission | 2012923.00 | 2 |  |  |  | 450 | ASBUILT | ASBUILT | ASBUILT | ASBUILT | CONS | 82649751 |  |  | 43.03 | ASBUILT | WSL |  | Waikato,Ngāti Maru,Ngāti Tamaoho,Ngāti Tamaterā,Ngāti Pāoa,Ngāi Tai ki Tāmaki,Ngāti Hako,Te Ākitai Waiohua | 1.21 | 1 |  |  |  | no | 1 | 3 | 1 | CCTV NOT Available or Over 30 Years Old & Soil Type Available | 2.4845 | 2 | 2 | 2 | 1 |  | 1 |  | 5 | 0.705 | 0.4 | Diameter Used For Flow Approximation & Depth Available | 43.0253 | 2
2867 | 3120 | 1673254 | 10080555 | 195372 | DSMND | Manurewa Branch Diversion | Gravity | Pipe | Buried | OP | CONC | None | 2013-07-05 | 9.82 | 9.64 | 0.1s | SI | Transmission | T0000419 | 2 |  |  | 4 | 550 | [5 empty] | 75872 | NA |  | 42.69 |  | WSL |  | Waikato,Ngāti Maru,Ngāti Tamaoho,Ngāti Whanaunga,Ngāti Tamaterā,Ngāti Pāoa,Ngāi Tai ki Tāmaki,Ngāti Hako,Te Ākitai Waiohua | 1 | 1 |  |  |  | no | 1 | 1 | 1 | CCTV NOT Available or Over 30 Years Old & Soil Type Available | 2.4845 | 2 | 2 | 2 | 1 |  | 1 |  | 5 | 0.705 | 0.4 | Diameter Used For Flow Approximation & Depth Available | 42.694 | 2
2840 | 3091 | 302931 | 10078025 | 195775 | DSMAH | Mahia Branch | Gravity | Pipe | Buried | OP | CONC | None | 2012-11-22 | 9.85 | 0 | 0.1s | SI | Transmission | T0000297 | 2 |  |  | 4 | 525 | [5 empty] | 75705 | NA |  | 30.34 |  | WSL |  | Waikato,Ngāti Maru,Ngāti Tamaoho,Ngāti Whanaunga,Ngāti Tamaterā,Ngāti Pāoa,Ngāi Tai ki Tāmaki,Ngāti Hako,Te Ākitai Waiohua | 1.12 | 1 | 1 | 2016 | te puna wai | no | 1 | 3 | 1 | CCTV Available (0-10 Years Old) & Soil Type Available | 2.4845 | 2 | 2 | 2 | 1 |  | 1 |  | 5 | 0.705 | 0.4 | Diameter Used For Flow Approximation & Depth Available | 30.3447 | 2
4239 | 4524 | 2558657 | 10088466 | 196176 | DSNTH | North Branch Sewer TS30 | Gravity | Pipe | Buried | OP | CONC | None | 2014-07-31 | 20.31 | 20.04 | 0.1s | NI | Transmission | R0007574 | 2 |  |  | 4 | 450 | [5 empty] | 65187 | NA |  | 27.65 |  | WSL |  | Te Kawerau a Maki,Ngāti Whātua,Ngāti Maru,Ngāti Whātua o Kaipara,Ngāti Whātua o Ōrākei,Ngāti Tamaoho,Ngāti Manuhiri,Te Patukirikiri,Ngāti Whanaunga,Ngāti Tamaterā,Ngāti Pāoa,Ngāi Tai ki Tāmaki,Ngāti Hako,Te Ākitai Waiohua | 1.21 | 1 |  |  |  | no | 1 | 3 | 1 | CCTV NOT Available or Over 30 Years Old & Soil Type Available | 2.4845 | 2 | 2 | 2 | 1 |  | 1 |  | 5 | 0.705 | 0.4 | Diameter Used For Flow Approximation & Depth Available | 27.6458 | 2
1653 | 1800 | 17900 | 10099288 | 197723 | DSTIT | Titirangi Branch | Gravity | Pipe | Buried | OP | CONC | None | 1988-06-30 | -5.61 | -6.26 | dwg | WI | Transmission | Legacy | 2 |  |  | 4 | 525 | [5 empty] | 78081 | NA |  | 11 |  | WSL |  | Waikato,Te Kawerau a Maki,Ngāti Whātua,Ngāti Whātua o Ōrākei,Ngāti Tamaoho,Ngāti Tamaterā,Te Ākitai Waiohua | 1 | 1 |  |  |  | no | 1 | 1 | 1 | CCTV NOT Available or Over 30 Years Old & Soil Type Available | 2.4845 | 2 | 2 | 2 | 1 | Safe Swim Beach | 1 |  | 5 | 0.705 | 0.4 | Diameter Used For Flow Approximation & Depth Available | 11.0038 | 2
4651 | 735224 | 5637243 | 0 | 82638162 | DSDRU | Drury Branch Sewer | Gravity | Pipe | Buried | OP | GRP | None | 2020-04-01 | 30.3 | 30.23 | 0.1s | SI | Transmission | 2013130 | 2 |  |  |  | 450 | ASBUILT | ASBUILT | ASBUILT | ASBUILT | CONS | 82593591 |  |  | 10.96 | ASBUILT | WSL |  | Waikato,Ngāti Maru,Ngāti Tamaoho,Ngāti Tamaterā,Ngāti Pāoa,Ngāi Tai ki Tāmaki,Ngāti Hako,Te Ākitai Waiohua | 1 | 1 |  |  |  | no | 1 | 1 | 1 | CCTV NOT Available or Over 30 Years Old & Soil Type Available | 2.4845 | 2 | 2 | 2 | 1 |  | 1 | Aquifer - Drury Sand Aquifer | 5 | 0.705 | 0.4 | Diameter Used For Flow Approximation & Depth Available | 10.9627 | 2
4648 | 735220 | 5637245 | 0 | 82638164 | DSDRU | Drury Branch Sewer | Gravity | Pipe | Buried | OP | GRP | None | 2020-04-01 | 30.07 | 29.36 | 0.1s | SI | Transmission | 2013129 | 2 |  |  |  | 450 | ASBUILT | ASBUILT | ASBUILT | ASBUILT | CONS | 82593590 |  |  | 9.42 | ASBUILT | WSL |  | Waikato,Ngāti Maru,Ngāti Tamaoho,Ngāti Tamaterā,Ngāti Pāoa,Ngāi Tai ki Tāmaki,Ngāti Hako,Te Ākitai Waiohua | 1 | 1 |  |  |  | no | 1 | 1 | 1 | CCTV NOT Available or Over 30 Years Old & Soil Type Available | 2.4845 | 2 | 2 | 2 | 1 |  | 1 | Aquifer - Drury Sand Aquifer | 5 | 0.705 | 0.4 | Diameter Used For Flow Approximation & Depth Available | 9.4172 | 2
4542 | 4846 | 4827520 | 10114916 | 316589 | DSMAS | Massey Branch | Gravity | Pipe | Buried | OP | CONC | None | 2018-11-16 | 1.53 | 1.52 | 0.1s | WI | Transmission | T0001551 | 2 |  |  | 4 | 450 | [6 empty] | NA |  | 7.25 |  | WSL |  | Te Kawerau a Maki,Ngāti Whātua,Ngāti Whātua o Ōrākei,Ngāti Tamaoho,Ngāti Tamaterā,Te Ākitai Waiohua | 1 | 1 |  |  |  | no | 1 | 1 | 1 | CCTV NOT Available or Over 30 Years Old & Soil Type Available | 2.4845 | 2 | 2 | 2 | 1 |  | 1 |  | 5 | 0.705 | 0.4 | Diameter Used For Flow Approximation & Depth Available | 7.2456 | 2
775 | 814 | 16387 | 10005176 | 194018 | DSBOT | Botany Branch | Gravity | Pipe | Buried | OP | CONC | None | 1992-07-01 | 8.53 | 8.51 | dwg | TE | Transmission | Legacy | 2 |  |  | 4 | 525 | [5 empty] | 74664 | NA |  | 6.73 |  | WSL |  | Waikato,Ngāti Maru,Ngāti Tamaoho,Ngāti Whanaunga,Ngāti Tamaterā,Ngāti Pāoa,Ngāi Tai ki Tāmaki,Ngāti Hako,Te Ākitai Waiohua | 1.12 | 1 | 1 | 2018 | te puna wai | no | 1 | 3 | 1 | CCTV Available (0-10 Years Old) & Soil Type Available | 2.4845 | 2 | 2 | 2 | 1 |  | 1 |  | 5 | 0.705 | 0.4 | Diameter Used For Flow Approximation & Depth Available | 6.7309 | 2
2847 | 3098 | 302941 | 10078017 | 195624 | DSMAH | Mahia Branch | Gravity | Pipe | Buried | OP | CLS | None | 2012-11-22 | 0 | 0 | 0.1s | SI | Transmission | T0000297 | 2 |  |  | 4 | 550 | [5 empty] | 75700 | NA |  | 6.06 |  | WSL |  | Waikato,Ngāti Maru,Ngāti Tamaoho,Ngāti Whanaunga,Ngāti Tamaterā,Ngāti Pāoa,Ngāi Tai ki Tāmaki,Ngāti Hako,Te Ākitai Waiohua | 2 | 2 | 2 | 2016 | te puna wai | no | 1 | 3 | 1 | CCTV Available (0-10 Years Old) & Soil Type Available | 2.4845 | 2 | 2 | 2 | 1 |  | 1 |  | 5 | 0.705 | 0.4 | Diameter Used For Flow Approximation & Depth Available | 6.0589 | 5
4545 | 4849 | 4827523 | 10114925 | 316587 | DSMAS | Massey Branch | Gravity | Pipe | Buried | OP | CONC | None | 2018-11-16 | 0.19 | 0.17 | 0.1s | WI | Transmission | T0001551 | 2 |  |  | 4 | 450 | [6 empty] | NA |  | 5.31 |  | WSL |  | Te Kawerau a Maki,Ngāti Whātua,Ngāti Whātua o Ōrākei,Ngāti Tamaoho,Ngāti Tamaterā,Te Ākitai Waiohua | 1.21 | 1 |  |  |  | no | 1 | 3 | 1 | CCTV NOT Available or Over 30 Years Old & Soil Type Available | 2.4845 | 2 | 2 | 2 | 1 |  | 1 |  | 5 | 0.705 | 0.4 | Diameter Used For Flow Approximation & Depth Available | 5.307 | 2
3603 | 3876 | 940981 | 10087976 | 195332 | DSHLA | Hillcrest A Branch Sewer TS15A | Gravity | Pipe | Buried | OP | CONC | None | 2010-01-28 | 16.35 | 15.26 | 0.1s | NI | Transmission | R0001842 | 2 |  |  | 4 | 1050 | [5 empty] | 64860 | NA |  | 235.25 |  | WSL |  | Te Kawerau a Maki,Ngāti Whātua,Ngāti Maru,Ngāti Whātua o Ōrākei,Ngāti Tamaoho,Ngāti Manuhiri,Te Patukirikiri,Ngāti Whanaunga,Ngāti Tamaterā,Ngāti Pāoa,Ngāi Tai ki Tāmaki,Ngāti Hako,Te Ākitai Waiohua | 1.12 | 1 | 1 | 2018 | te puna wai | no | 1 | 3 | 1 | CCTV Available (0-10 Years Old) & Soil Type Available | 2.4829 | 2 | 1 | 4 | 1 |  | 1 |  | 5 | 0.83 | 0.024502 | Modelled Flow Data Used & Depth Available | 235.2526 | 2
3600 | 3873 | 940980 | 10087977 | 194807 | DSHLA | Hillcrest A Branch Sewer TS15A | Gravity | Pipe | Buried | OP | CONC | None | 2010-01-28 | 16.73 | 16.35 | 0.1s | NI | Transmission | R0001842 | 2 |  |  | 4 | 1050 | [5 empty] | 64861 | NA |  | 61.11 |  | WSL |  | Te Kawerau a Maki,Ngāti Whātua,Ngāti Maru,Ngāti Whātua o Ōrākei,Ngāti Tamaoho,Ngāti Manuhiri,Te Patukirikiri,Ngāti Whanaunga,Ngāti Tamaterā,Ngāti Pāoa,Ngāi Tai ki Tāmaki,Ngāti Hako,Te Ākitai Waiohua | 1.12 | 1 | 1 | 2018 | te puna wai | no | 1 | 3 | 1 | CCTV Available (0-10 Years Old) & Soil Type Available | 2.4829 | 2 | 1 | 4 | 1 |  | 1 |  | 5 | 0.83 | 0.024502 | Modelled Flow Data Used & Depth Available | 61.1063 | 2
1922 | 2100 | 16023 | 10007226 | 196105 | DSOTB | Otara Branch | Gravity | Pipe | Buried | OP | CONC | None | 1961-06-30 | 10.94 | 10.89 | dwg | SI | Transmission | Legacy | 2 |  |  | 4 | 900 | [5 empty] | 76407 | NA |  | 34.32 |  | WSL |  | Waikato,Te Kawerau a Maki,Ngāti Maru,Ngāti Tamaoho,Ngāti Tamaterā,Ngāi Tai ki Tāmaki,Ngāti Hako,Te Ākitai Waiohua | 2.36 | 2 | 2 | 2016 | CCTV Footage Review Log South_Latest.xls | no | 1 | 3 | 3 | CCTV Available (0-10 Years Old) & Soil Type Available | 2.482 | 2 | 4 | 4 | 1 |  | 1 |  | 1 | 0.69 | 0.10027 | Modelled Flow Data Used & Depth Available | 34.3192 | 5
1920 | 2098 | 16022 | 10007225 | 196447 | DSOTB | Otara Branch | Gravity | Pipe | Buried | OP | CONC | None | 1961-06-30 | 10.89 | 10.79 | dwg | SI | Transmission | Legacy | 2 |  |  | 4 | 900 | [5 empty] | 76406 | NA |  | 75.27 |  | WSL |  | Waikato,Te Kawerau a Maki,Ngāti Maru,Ngāti Tamaoho,Ngāti Tamaterā,Ngāi Tai ki Tāmaki,Ngāti Hako,Te Ākitai Waiohua | 2.36 | 2 | 2 | 2016 | CCTV Footage Review Log South_Latest.xls | no | 1 | 3 | 3 | CCTV Available (0-10 Years Old) & Soil Type Available | 2.482 | 2 | 4 | 4 | 1 |  | 1 |  | 1 | 0.69 | 0.10026 | Modelled Flow Data Used & Depth Available | 75.2661 | 5
1921 | 2099 | 16021 | 10007224 | 195949 | DSOTB | Otara Branch | Gravity | Pipe | Buried | OP | CONC | None | 1961-06-30 | 10.79 | 10.68 | dwg | SI | Transmission | Legacy | 2 |  |  | 4 | 900 | [5 empty] | 76405 | NA |  | 74.6 |  | WSL |  | Waikato,Te Kawerau a Maki,Ngāti Maru,Ngāti Tamaoho,Ngāti Tamaterā,Ngāi Tai ki Tāmaki,Ngāti Hako,Te Ākitai Waiohua | 2.36 | 2 | 2 | 2016 | CCTV Footage Review Log South_Latest.xls | no | 1 | 3 | 3 | CCTV Available (0-10 Years Old) & Soil Type Available | 2.482 | 2 | 4 | 4 | 1 |  | 1 |  | 1 | 0.69 | 0.10025 | Modelled Flow Data Used & Depth Available | 74.5979 | 5
3430 | 3703 | 922536 | 10089394 | 193976 | DSBBN | Browns Bay North Branch Sewer TS7C | Gravity | Pipe | Buried | OP | CONC | None | 1979-01-01 |  |  | dwg | NI | Transmission | Legacy | 2 |  |  | 4 | 381 | [5 empty] | 64122 | NA |  | 93.26 |  | WSL |  | Te Kawerau a Maki,Ngāti Whātua,Ngāti Maru,Ngāti Whātua o Ōrākei,Ngāti Tamaoho,Ngāti Manuhiri,Te Patukirikiri,Ngāti Whanaunga,Ngāti Tamaterā,Ngāti Pāoa,Ngāi Tai ki Tāmaki,Ngāti Hako,Te Ākitai Waiohua | 2.46 | 2 |  |  |  | no | 5 | 1 | 2 | CCTV NOT Available or Over 30 Years Old & Soil Type Available | 2.4819 | 2 | 1 | 1 | 2 | Public Park & Sports Area | 1 |  | 1.5 | 0.825 | 0.011485 | Modelled Flow Data Used & Depth Available | 93.2556 | 5
3719 | 3994 | 922502 | 10089393 | 82593272 | DSBBN | Browns Bay North Branch Sewer TS7C | Gravity | Pipe | Buried | OP | CONC | None | 1979-01-01 |  |  | dwg | NI | Transmission | Legacy | 2 |  |  | 4 | 381 | ASBUILT | ASBUILT | ASBUILT | ASBUILT | CONS | 64121 | NA |  | 87.98 | ASBUILT | WSL |  | Te Kawerau a Maki,Ngāti Whātua,Ngāti Maru,Ngāti Whātua o Ōrākei,Ngāti Tamaoho,Ngāti Manuhiri,Te Patukirikiri,Ngāti Whanaunga,Ngāti Tamaterā,Ngāti Pāoa,Ngāi Tai ki Tāmaki,Ngāti Hako,Te Ākitai Waiohua | 2.46 | 2 |  |  |  | no | 5 | 1 | 2 | CCTV NOT Available or Over 30 Years Old & Soil Type Available | 2.4819 | 2 | 1 | 1 | 2 | Public Park & Sports Area | 1 |  | 1.5 | 0.825 | 0.011485 | Modelled Flow Data Used & Depth Available | 87.9837 | 5
3915 | 4193 | 922503 | 10089392 | 193730 | DSBBN | Browns Bay North Branch Sewer TS7C | Gravity | Pipe | Buried | OP | CONC | None | 1979-01-01 |  |  | dwg | NI | Transmission | Legacy | 2 |  |  | 4 | 381 | [5 empty] | 64120 | NA |  | 80.96 |  | WSL |  | Te Kawerau a Maki,Ngāti Whātua,Ngāti Maru,Ngāti Whātua o Ōrākei,Ngāti Tamaoho,Ngāti Manuhiri,Te Patukirikiri,Ngāti Whanaunga,Ngāti Tamaterā,Ngāti Pāoa,Ngāi Tai ki Tāmaki,Ngāti Hako,Te Ākitai Waiohua | 2.46 | 2 |  |  |  | no | 5 | 1 | 2 | CCTV NOT Available or Over 30 Years Old & Soil Type Available | 2.4819 | 2 | 1 | 1 | 2 | Public Park & Sports Area | 1 |  | 1.5 | 0.825 | 0.011485 | Modelled Flow Data Used & Depth Available | 80.9629 | 5
4040 | 4319 | 925946 | 10089390 | 193975 | DSBBN | Browns Bay North Branch Sewer TS7C | Gravity | Pipe | Buried | OP | CONC | None | 1989-01-01 |  |  | dwg | NI | Transmission | Legacy | 2 |  |  | 4 | 381 | [5 empty] | 64118 | NA |  | 74.87 |  | WSL |  | Te Kawerau a Maki,Ngāti Whātua,Ngāti Maru,Ngāti Whātua o Ōrākei,Ngāti Tamaoho,Ngāti Manuhiri,Te Patukirikiri,Ngāti Whanaunga,Ngāti Tamaterā,Ngāti Pāoa,Ngāi Tai ki Tāmaki,Ngāti Hako,Te Ākitai Waiohua | 1.76 | 2 |  |  |  | no | 5 | 1 | 1 | CCTV NOT Available or Over 30 Years Old & Soil Type Available | 2.4819 | 2 | 1 | 1 | 2 | Public Park & Sports Area | 1 |  | 1.5 | 0.825 | 0.011485 | Modelled Flow Data Used & Depth Available | 74.8698 | 5
3043 | 3304 | 914276 | 10089391 | 193923 | DSBBN | Browns Bay North Branch Sewer TS7C | Gravity | Pipe | Buried | OP | CONC | None | 1979-01-01 |  |  | dwg | NI | Transmission | Legacy | 2 |  |  | 4 | 381 | [5 empty] | 64119 | NA |  | 61.96 |  | WSL |  | Te Kawerau a Maki,Ngāti Whātua,Ngāti Maru,Ngāti Whātua o Ōrākei,Ngāti Tamaoho,Ngāti Manuhiri,Te Patukirikiri,Ngāti Whanaunga,Ngāti Tamaterā,Ngāti Pāoa,Ngāi Tai ki Tāmaki,Ngāti Hako,Te Ākitai Waiohua | 2.46 | 2 |  |  |  | no | 5 | 1 | 2 | CCTV NOT Available or Over 30 Years Old & Soil Type Available | 2.4819 | 2 | 1 | 1 | 2 | Public Park & Sports Area | 1 |  | 1.5 | 0.825 | 0.011485 | Modelled Flow Data Used & Depth Available | 61.962 | 5
1598 | 1742 | 17236 | 10004257 | 193402 | DSB04 | Branch 4 Hardinge Street | Gravity | Pipe | Buried | OP | CONC | None | 1920-06-30 | 0 |  | dwg | OM | Transmission | Legacy | 2 |  |  | 4 | 300 | [5 empty] | 74054 | NA |  | 16.72 |  | WSL |  | Te Kawerau a Maki,Ngāti Whātua,Ngāti Maru,Ngāti Whātua o Ōrākei,Ngāti Tamaoho,Te Patukirikiri,Ngāti Tamaterā,Ngāti Pāoa,Ngāi Tai ki Tāmaki,Ngāti Hako,Te Ākitai Waiohua | 3.05 | 3 | 2 | 2014 | te puna wai | no | 1 | 1 | 5 | CCTV Available (0-10 Years Old) & Soil Type Available | 2.4818 | 2 | 1 | 1 | 2 | Public Park & Sports Area | 1 | Mana Whenua - Te Paneiriiri | 1.5 | 0.825 | 0.011756 | Modelled Flow Data Used & Depth Available | 16.718 | 9
4261 | 4546 | 938055 | 10089585 | 193982 | DSBHV | Beach Haven Branch Sewer TS10 | Gravity | Pipe | Buried | OP | CONC | None | 1961-01-01 |  |  | dwg | NI | Transmission | Legacy | 2 |  |  | 4 | 300 | [5 empty] | 64238 | NA |  | 99.63 |  | WSL |  | Te Kawerau a Maki,Ngāti Whātua,Ngāti Maru,Ngāti Whātua o Ōrākei,Ngāti Tamaoho,Ngāti Manuhiri,Ngāti Whanaunga,Ngāti Tamaterā,Ngāi Tai ki Tāmaki,Ngāti Hako,Te Ākitai Waiohua | 2.41 | 2 |  |  |  | no | 1 | 1 | 3 | CCTV NOT Available or Over 30 Years Old & Soil Type Available | 2.4815 | 2 | 1 | 1 | 2 | Public Park & Sports Area | 1 |  | 1.5 | 0.825 | 0.012251 | Modelled Flow Data Used & Depth Available | 99.6287 | 5
855 | 895 | 16076 | 10007237 | 196310 | DSOTB | Otara Branch | Gravity | Pipe | Buried | OP | CONC | None | 1961-06-30 | 3.01 | 2.89 | dwg | SI | Transmission | Legacy | 2 |  |  | 4 | 600 | [5 empty] | 76416 | NA |  | 1.04 |  | WSL |  | Waikato,Te Kawerau a Maki,Ngāti Maru,Ngāti Tamaoho,Ngāti Whanaunga,Ngāti Tamaterā,Ngāti Pāoa,Ngāi Tai ki Tāmaki,Ngāti Hako,Te Ākitai Waiohua | 2.36 | 2 | 2 | 2016 | CCTV Footage Review Log South_Latest.xls | no | 1 | 3 | 3 | CCTV Available (0-10 Years Old) & Soil Type Available | 2.4791 | 2 | 3 | 3 | 1 |  | 1 |  | 5 | 0.765 | 0.074002 | Modelled Flow Data Used & Depth Available | 1.0433 | 5
856 | 896 | 16077 | 10007238 | 196107 | DSOTB | Otara Branch | Gravity | Pipe | Buried | OP | CONC | None | 1961-06-30 | 3.18 | 2.89 | dwg | SI | Transmission | Legacy | 2 |  |  | 4 | 600 | [5 empty] | 76417 | NA |  | 46.99 |  | WSL |  | Waikato,Te Kawerau a Maki,Ngāti Maru,Ngāti Tamaoho,Ngāti Whanaunga,Ngāti Tamaterā,Ngāti Pāoa,Ngāi Tai ki Tāmaki,Ngāti Hako,Te Ākitai Waiohua | 2.36 | 2 | 2 | 2016 | CCTV Footage Review Log South_Latest.xls | no | 1 | 3 | 3 | CCTV Available (0-10 Years Old) & Soil Type Available | 2.4778 | 2 | 3 | 3 | 1 |  | 1 |  | 5 | 0.765 | 0.072795 | Modelled Flow Data Used & Depth Available | 46.9887 | 5
3092 | 3353 | 2558664 | 10088461 | 195644 | DSNTH | North Branch Sewer TS30 | Gravity | Pipe | Buried | OP | CONC | None | 2014-07-31 | 15.15 | 14.33 | 0.1s | NI | Transmission | R0007574 | 2 |  |  | 4 | 825 | [5 empty] | 65182 | NA |  | 219.09 |  | WSL |  | Te Kawerau a Maki,Ngāti Whātua,Ngāti Maru,Ngāti Whātua o Kaipara,Ngāti Whātua o Ōrākei,Ngāti Tamaoho,Ngāti Manuhiri,Te Patukirikiri,Ngāti Whanaunga,Ngāti Tamaterā,Ngāti Pāoa,Ngāi Tai ki Tāmaki,Ngāti Hako,Te Ākitai Waiohua | 1.21 | 1 |  |  |  | no | 1 | 3 | 1 | CCTV NOT Available or Over 30 Years Old & Soil Type Available | 2.4772 | 2 | 1 | 4 | 1 |  | 1 |  | 5 | 0.83 | 0.035988 | Modelled Flow Data Used & Depth Available | 219.0914 | 2
2966 | 3224 | 2558665 | 10088460 | 196020 | DSNTH | North Branch Sewer TS30 | Gravity | Pipe | Buried | OP | CONC | None | 2014-07-31 | 14.3 | 14.08 | 0.1s | NI | Transmission | R0007574 | 2 |  |  | 4 | 1050 | [5 empty] | 65181 | NA |  | 50.79 |  | WSL |  | Te Kawerau a Maki,Ngāti Whātua,Ngāti Maru,Ngāti Whātua o Kaipara,Ngāti Whātua o Ōrākei,Ngāti Tamaoho,Ngāti Manuhiri,Ngāti Whanaunga,Ngāti Tamaterā,Ngāti Pāoa,Ngāi Tai ki Tāmaki,Ngāti Hako,Te Ākitai Waiohua | 1.21 | 1 |  |  |  | no | 1 | 3 | 1 | CCTV NOT Available or Over 30 Years Old & Soil Type Available | 2.4772 | 2 | 1 | 4 | 1 |  | 1 |  | 5 | 0.83 | 0.035988 | Modelled Flow Data Used & Depth Available | 50.7863 | 2
3652 | 3927 | 2558661 | 10088464 | 196021 | DSNTH | North Branch Sewer TS30 | Gravity | Pipe | Buried | OP | CONC | None | 2014-07-31 | 16.1 | 15.53 | 0.1s | NI | Transmission | R0007574 | 2 |  |  | 4 | 825 | [5 empty] | 65185 | NA |  | 143.94 |  | WSL |  | Te Kawerau a Maki,Ngāti Whātua,Ngāti Maru,Ngāti Whātua o Kaipara,Ngāti Whātua o Ōrākei,Ngāti Tamaoho,Ngāti Manuhiri,Te Patukirikiri,Ngāti Whanaunga,Ngāti Tamaterā,Ngāti Pāoa,Ngāi Tai ki Tāmaki,Ngāti Hako,Te Ākitai Waiohua | 1.21 | 1 |  |  |  | no | 1 | 3 | 1 | CCTV NOT Available or Over 30 Years Old & Soil Type Available | 2.4768 | 2 | 1 | 4 | 1 |  | 1 |  | 5 | 0.83 | 0.036753 | Modelled Flow Data Used & Depth Available | 143.9386 | 2
3123 | 3385 | 2558662 | 10088463 | 195795 | DSNTH | North Branch Sewer TS30 | Gravity | Pipe | Buried | OP | CONC | None | 2014-07-31 | 15.49 | 15.38 | 0.1s | NI | Transmission | R0007574 | 2 |  |  | 4 | 825 | [5 empty] | 65184 | NA |  | 33.57 |  | WSL |  | Te Kawerau a Maki,Ngāti Whātua,Ngāti Maru,Ngāti Whātua o Kaipara,Ngāti Whātua o Ōrākei,Ngāti Tamaoho,Ngāti Manuhiri,Te Patukirikiri,Ngāti Whanaunga,Ngāti Tamaterā,Ngāti Pāoa,Ngāi Tai ki Tāmaki,Ngāti Hako,Te Ākitai Waiohua | 1.21 | 1 |  |  |  | no | 1 | 3 | 1 | CCTV NOT Available or Over 30 Years Old & Soil Type Available | 2.4768 | 2 | 1 | 4 | 1 |  | 1 |  | 5 | 0.83 | 0.036753 | Modelled Flow Data Used & Depth Available | 33.5688 | 2
2559 | 2782 | 15050 | 10005562 | 194734 | DSGLD | Glendowie Branch | Gravity | Pipe | Buried | OP | CONC | None | 1966-06-30 | 2.34 | 1.93 | dwg | EI | Transmission | Legacy | 2 |  |  | 4 | 675 | [5 empty] | 75022 | NA |  | 4.92 |  | WSL |  | Waikato,Te Kawerau a Maki,Ngāti Whātua,Ngāti Maru,Ngāti Whātua o Ōrākei,Ngāti Tamaoho,Te Patukirikiri,Ngāti Whanaunga,Ngāti Tamaterā,Ngāti Pāoa,Ngāi Tai ki Tāmaki,Ngāti Hako,Te Ākitai Waiohua | 3 | 3 | 3 | 2011 | CCTV Footage Review Log South_Latest.xls | no | 5 | 1 | 2 | CCTV Available (10-20 Years Old) & Soil Type Available | 2.4763 | 2 | 3 | 3 | 1 |  | 1 |  | 5 | 0.765 | 0.071463 | Modelled Flow Data Used & Depth Available | 4.9224 | 9
1606 | 1751 | 16787 | 10009165 | 197934 | DSWHE | Whenuapai Branch | Gravity | Pipe | Buried | OP | CONC | None | 1965-06-30 | -1.19 | -1.68 | dwg | WI | Transmission | Legacy | 2 |  |  | 4 | 750 | [5 empty] | 78256 | NA |  | 314.19 |  | WSL |  |  | 2.51 | 3 | 2 | 2017 | CCTV Footage Review Log South_Latest.xls | no | 5 | 5 | 2 | CCTV Available (0-10 Years Old) & Soil Type Available | 2.4751 | 2 | 3 | 3 | 1 |  | 1 | Ocean Intercept, Significant Ecological Area - SEA-M2-55a | 5 | 0.765 | 0.070421 | Modelled Flow Data Used & Depth Available | 314.188 | 9
1607 | 1752 | 16786 | 10009164 | 197253 | DSWHE | Whenuapai Branch | Gravity | Pipe | Buried | OP | CONC | None | 1965-06-30 | -1.68 | -1.82 | dwg | WI | Transmission | Legacy | 2 |  |  | 4 | 750 | [5 empty] | 78255 | NA |  | 91.37 |  | WSL |  |  | 2.51 | 3 | 2 | 2017 | CCTV Footage Review Log South_Latest.xls | no | 5 | 5 | 2 | CCTV Available (0-10 Years Old) & Soil Type Available | 2.475 | 2 | 3 | 3 | 1 |  | 1 | Ocean Intercept, Significant Ecological Area - SEA-M2-55a | 5 | 0.765 | 0.070292 | Modelled Flow Data Used & Depth Available | 91.3661 | 9
4835 | 766784 | 5874398 | 0 | 1 | DSHI2 | Howick Interceptor 2 | Gravity | Pipe | Buried | OP | PE | None | 2021-11-13 | 10.17 | 9.31 | dwg | EI | Transmission | 2012856.02 | 4 |  |  |  | 90 | ASBUILT | ASBUILT | ASBUILT | ASBUILT | CONS |  |  |  | 147.15 | ASBUILT | WSL |  |  | 1.59 | 2 |  |  |  | no | 3 | 3 | 1 | CCTV NOT Available or Over 30 Years Old & Soil Type Not Available | 2.474 | 2 | 1 | 5 | 1 |  | 1 | Ocean Intercept, Place Of Historic Heritage - Panmure Swing Bridge site, including abutments and swivel section R11_1708 | 5 | 0.895 | 0.2 | Diameter Used For Flow Approximation & Depth Available | 21.4091 | 5
4828 | 766576 | 5874398 | 0 | 1 | DSHI2 | Howick Interceptor 2 | Gravity | Pipe | Bridged | OP | PE | None | 2021-11-13 | 10.17 | 9.31 | dwg | EI | Transmission | 2012856.02 | 4 |  |  |  | 90 | ASBUILT | ASBUILT | ASBUILT | ASBUILT | CONS |  |  |  | 147.15 | ASBUILT | WSL |  |  | 1 | 1 |  |  |  | no | 1 | 1 | 1 | CCTV NOT Available or Over 30 Years Old & Soil Type Not Available | 2.474 | 2 | 1 | 5 | 1 |  | 1 | Ocean Intercept, Place Of Historic Heritage - Panmure Swing Bridge site, including abutments and swivel section R11_1708 | 5 | 0.895 | 0.2 | Diameter Used For Flow Approximation & Depth Available | 125.7407 | 2
337 | 349 | 16200 | 10005952 | 194937 | DSHIN | Howick Interceptor | Gravity | Pipe | Buried | OP | CONC | None | 1964-06-30 | 8.83 | 8.81 | dwg | HI | Transmission | Legacy | 1 |  |  | 4 | 675 | [5 empty] | 75429 | NA |  | 4.83 |  | WSL |  | Waikato,Ngāti Maru,Ngāti Tamaoho,Ngāti Whanaunga,Ngāti Tamaterā,Ngāti Pāoa,Ngāi Tai ki Tāmaki,Ngāti Hako,Te Ākitai Waiohua | 2 | 2 | 2 | 2015 | CCTV Footage Review Log South_Latest.xls | no | 1 | 3 | 2 | CCTV Available (0-10 Years Old) & Soil Type Available | 2.4714 | 2 | 3 | 3 | 1 |  | 1 |  | 5 | 0.765 | 0.067033 | Modelled Flow Data Used & Depth Available | 4.8326 | 5
2184 | 2394 | 15481 | 10004489 | 193527 | DSB08 | Branch 8 Mt Albert | Gravity | Pipe | Buried | OP | CONC | None | 1920-06-30 | 17.78 | 17.65 | dwg | OM | Transmission | Legacy | 2 |  |  | 4 | 750 | [5 empty] | 74212 | NA |  | 65.92 |  | WSL |  | Waikato,Te Kawerau a Maki,Ngāti Whātua,Ngāti Maru,Ngāti Whātua o Ōrākei,Ngāti Tamaoho,Ngāti Tamaterā,Ngāi Tai ki Tāmaki,Ngāti Hako,Te Ākitai Waiohua | 4.13 | 4 | 3 | 2010 | te puna wai | no | 5 | 1 | 5 | CCTV Available (10-20 Years Old) & Soil Type Available | 2.468 | 2 | 3 | 3 | 1 |  | 1 | Aquifer - Western Springs Volcanic Aquifer | 5 | 0.765 | 0.063919 | Modelled Flow Data Used & Depth Available | 65.9213 | 15
643 | 672 | 16836 | 10005693 | 194494 | DSGLE | Glen Eden Branch | Gravity | Pipe | Bridged | OP | CLS | None | 1965-06-30 | 2.78 | 2.74 | 1.0g | WI | Transmission | GP07056 | 2 |  |  | 4 | 910 | [5 empty] | 75180 | NA |  | 21.94 |  | WSL |  | Te Kawerau a Maki,Ngāti Whātua,Ngāti Whātua o Ōrākei,Ngāti Tamaoho,Ngāti Tamaterā,Te Ākitai Waiohua | 3.31 | 3 | 2 | 2011 | te puna wai | no | 1 | 1 | 5 | CCTV Available (10-20 Years Old) & Soil Type Not Available | 2.4665 | 2 | 3 | 5 | 1 |  | 1 | Place Of Historic Heritage - Tui Glen Reserve Motor Camp and McLeod's House, Significant Ecological Area - SEA_T_4959 | 1 | 0.755 | 0.075166 | Modelled Flow Data Used & Depth Available | 21.9355 | 9
2181 | 2391 | 15404 | 10004493 | 193383 | DSB08 | Branch 8 Mt Albert | Gravity | Pipe | Buried | OP | CONC | None | 1920-06-30 | 20.06 | 19.6 | dwg | OM | Transmission | Legacy | 2 |  |  | 4 | 600 | [5 empty] | 74216 | NA |  | 60.02 |  | WSL |  | Waikato,Te Kawerau a Maki,Ngāti Whātua,Ngāti Maru,Ngāti Whātua o Ōrākei,Ngāti Tamaoho,Ngāti Tamaterā,Ngāi Tai ki Tāmaki,Ngāti Hako,Te Ākitai Waiohua | 3.31 | 3 | 2 | 2010 | te puna wai | no | 1 | 1 | 5 | CCTV Available (10-20 Years Old) & Soil Type Available | 2.4663 | 2 | 3 | 3 | 1 |  | 1 | Place Of Historic Heritage - Mount Albert War Memorial Hall, Aquifer - Western Springs Volcanic Aquifer | 5 | 0.765 | 0.062371 | Modelled Flow Data Used & Depth Available | 60.0249 | 9
824 | 864 | 15483 | 10004492 | 193771 | DSB08 | Branch 8 Mt Albert | Gravity | Pipe | Buried | OP | CONC | None | 1920-06-30 | 19.6 | 19.19 | dwg | OM | Transmission | Legacy | 2 |  |  | 4 | 600 | [5 empty] | 74215 | NA |  | 53.71 |  | WSL |  | Waikato,Te Kawerau a Maki,Ngāti Whātua,Ngāti Maru,Ngāti Whātua o Ōrākei,Ngāti Tamaoho,Ngāti Tamaterā,Ngāi Tai ki Tāmaki,Ngāti Hako,Te Ākitai Waiohua | 3.59 | 4 | 3 | 2010 | te puna wai | no | 1 | 1 | 5 | CCTV Available (10-20 Years Old) & Soil Type Available | 2.4663 | 2 | 3 | 3 | 1 |  | 1 | Place Of Historic Heritage - Mount Albert War Memorial Hall, Aquifer - Western Springs Volcanic Aquifer | 5 | 0.765 | 0.062371 | Modelled Flow Data Used & Depth Available | 53.7085 | 15
2182 | 2392 | 15265 | 10004491 | 193626 | DSB08 | Branch 8 Mt Albert | Gravity | Pipe | Buried | OP | CONC | None | 1920-06-30 | 18.2 | 18.01 | dwg | OM | Transmission | Legacy | 2 |  |  | 4 | 750 | [5 empty] | 74214 | NA |  | 92.84 |  | WSL |  | Waikato,Te Kawerau a Maki,Ngāti Whātua,Ngāti Maru,Ngāti Whātua o Ōrākei,Ngāti Tamaoho,Ngāti Tamaterā,Ngāi Tai ki Tāmaki,Ngāti Hako,Te Ākitai Waiohua | 3.59 | 4 | 3 | 2010 | te puna wai | no | 1 | 1 | 5 | CCTV Available (10-20 Years Old) & Soil Type Available | 2.4662 | 2 | 3 | 3 | 1 |  | 1 | Aquifer - Western Springs Volcanic Aquifer | 5 | 0.765 | 0.062358 | Modelled Flow Data Used & Depth Available | 92.8361 | 15
4175 | 4458 | 928466 | 10087766 | 194735 | DSGLR | Glenfield Relief Branch Sewer TS4A New | Gravity | Pipe | Buried | OP | CONC | None | 2005-10-14 |  |  | dwg | NI | Transmission | Legacy | 2 |  |  | 4 | 1050 | [5 empty] | 64695 | NA |  | 139.04 |  | WSL |  | Te Kawerau a Maki,Ngāti Whātua,Ngāti Maru,Ngāti Whātua o Ōrākei,Ngāti Tamaoho,Ngāti Manuhiri,Te Patukirikiri,Ngāti Whanaunga,Ngāti Tamaterā,Ngāti Pāoa,Ngāi Tai ki Tāmaki,Ngāti Hako,Te Ākitai Waiohua | 1.76 | 2 |  |  |  | no | 5 | 1 | 1 | CCTV NOT Available or Over 30 Years Old & Soil Type Available | 2.4638 | 2 | 3 | 4 | 1 |  | 1 |  | 1.5 | 0.71 | 0.12557 | Modelled Flow Data Used & Depth Available | 139.0387 | 5
2291 | 2502 | 14931 | 10006818 | 196364 | DSONE | Onehunga Branch | Gravity | Pipe | Buried | OP | CONC | None | 1962-06-30 | 24.33 | 24.04 | dwg | WI | Transmission | Legacy | 2 |  |  | 4 | 375 | [5 empty] | 76132 | NA |  | 91.53 |  | WSL |  | Waikato,Te Kawerau a Maki,Ngāti Whātua,Ngāti Maru,Ngāti Whātua o Ōrākei,Ngāti Tamaoho,Ngāti Tamaterā,Ngāti Pāoa,Ngāi Tai ki Tāmaki,Ngāti Hako,Te Ākitai Waiohua | 3.1 | 3 | 3 | 2016 | te puna wai | yes | 5 | 1 | 3 | CCTV Available (0-10 Years Old) & Soil Type Available | 2.4593 | 2 | 1 | 1 | 2 | Public Park & Sports Area | 1 |  | 1 | 0.81 | 0.012309 | Modelled Flow Data Used & Depth Available | 91.5257 | 9
2292 | 2503 | 14930 | 10006817 | 195836 | DSONE | Onehunga Branch | Gravity | Pipe | Buried | OP | CONC | None | 1962-06-30 | 24.04 | 23.76 | dwg | WI | Transmission | Legacy | 2 |  |  | 4 | 375 | [5 empty] | 76131 | NA |  | 89.95 |  | WSL |  | Waikato,Te Kawerau a Maki,Ngāti Whātua,Ngāti Maru,Ngāti Whātua o Ōrākei,Ngāti Tamaoho,Ngāti Tamaterā,Ngāti Pāoa,Ngāi Tai ki Tāmaki,Ngāti Hako,Te Ākitai Waiohua | 3.1 | 3 | 3 | 2021 | CCTV Footage Review Log South_Latest.xls | yes | 5 | 1 | 3 | CCTV Available (0-10 Years Old) & Soil Type Available | 2.4593 | 2 | 1 | 1 | 2 | Public Park & Sports Area | 1 |  | 1 | 0.81 | 0.012309 | Modelled Flow Data Used & Depth Available | 89.9516 | 9
2293 | 2504 | 15000 | 10006816 | 196214 | DSONE | Onehunga Branch | Gravity | Pipe | Buried | OP | CONC | None | 1962-06-30 | 23.76 | 23.45 | dwg | WI | Transmission | Legacy | 2 |  |  | 4 | 375 | [5 empty] | 76130 | NA |  | 97.26 |  | WSL |  | Waikato,Te Kawerau a Maki,Ngāti Whātua,Ngāti Maru,Ngāti Whātua o Ōrākei,Ngāti Tamaoho,Ngāti Tamaterā,Ngāti Pāoa,Ngāi Tai ki Tāmaki,Ngāti Hako,Te Ākitai Waiohua | 2.67 | 3 | 2 | 2021 | CCTV Footage Review Log South_Latest.xls | yes | 5 | 1 | 3 | CCTV Available (0-10 Years Old) & Soil Type Available | 2.4591 | 2 | 1 | 1 | 2 | Public Park & Sports Area | 1 |  | 1 | 0.81 | 0.012721 | Modelled Flow Data Used & Depth Available | 97.2612 | 9
2295 | 2506 | 14998 | 10006814 | 196363 | DSONE | Onehunga Branch | Gravity | Pipe | Buried | OP | CONC | None | 1962-06-30 | 23.17 | 22.87 | dwg | WI | Transmission | Legacy | 2 |  |  | 4 | 375 | [5 empty] | 76128 | NA |  | 95.39 |  | WSL |  | Waikato,Te Kawerau a Maki,Ngāti Whātua,Ngāti Maru,Ngāti Whātua o Ōrākei,Ngāti Tamaoho,Ngāti Tamaterā,Ngāti Pāoa,Ngāi Tai ki Tāmaki,Ngāti Hako,Te Ākitai Waiohua | 2.67 | 3 | 2 | 2021 | CCTV Footage Review Log South_Latest.xls | yes | 5 | 1 | 3 | CCTV Available (0-10 Years Old) & Soil Type Available | 2.459 | 2 | 1 | 1 | 2 | Public Park & Sports Area | 1 |  | 1 | 0.81 | 0.012921 | Modelled Flow Data Used & Depth Available | 95.3918 | 9
2294 | 2505 | 14999 | 10006815 | 195686 | DSONE | Onehunga Branch | Gravity | Pipe | Buried | OP | CONC | None | 1962-06-30 | 23.45 | 23.17 | dwg | WI | Transmission | Legacy | 2 |  |  | 4 | 375 | [5 empty] | 76129 | NA |  | 92.02 |  | WSL |  | Waikato,Te Kawerau a Maki,Ngāti Whātua,Ngāti Maru,Ngāti Whātua o Ōrākei,Ngāti Tamaoho,Ngāti Tamaterā,Ngāti Pāoa,Ngāi Tai ki Tāmaki,Ngāti Hako,Te Ākitai Waiohua | 3.1 | 3 | 3 | 2016 | te puna wai | yes | 5 | 1 | 3 | CCTV Available (0-10 Years Old) & Soil Type Available | 2.459 | 2 | 1 | 1 | 2 | Public Park & Sports Area | 1 |  | 1 | 0.81 | 0.012921 | Modelled Flow Data Used & Depth Available | 92.0197 | 9
2298 | 2509 | 14939 | 10006811 | 195685 | DSONE | Onehunga Branch | Gravity | Pipe | Buried | OP | CONC | None | 1962-06-30 | 21.9 | 21.59 | dwg | WI | Transmission | Legacy | 2 |  |  | 4 | 375 | [5 empty] | 76125 | NA |  | 97.09 |  | WSL |  | Waikato,Te Kawerau a Maki,Ngāti Whātua,Ngāti Maru,Ngāti Whātua o Ōrākei,Ngāti Tamaoho,Ngāti Tamaterā,Ngāti Pāoa,Ngāi Tai ki Tāmaki,Ngāti Hako,Te Ākitai Waiohua | 3.1 | 3 | 3 | 2021 | CCTV Footage Review Log South_Latest.xls | yes | 5 | 1 | 3 | CCTV Available (0-10 Years Old) & Soil Type Available | 2.4583 | 2 | 1 | 1 | 2 | Public Park & Sports Area | 1 |  | 1 | 0.81 | 0.014462 | Modelled Flow Data Used & Depth Available | 97.0854 | 9
2297 | 2508 | 14940 | 10006812 | 196213 | DSONE | Onehunga Branch | Gravity | Pipe | Buried | OP | CONC | None | 1962-06-30 | 22.15 | 21.9 | dwg | WI | Transmission | Legacy | 2 |  |  | 4 | 375 | [5 empty] | 76126 | NA |  | 79.41 |  | WSL |  | Waikato,Te Kawerau a Maki,Ngāti Whātua,Ngāti Maru,Ngāti Whātua o Ōrākei,Ngāti Tamaoho,Ngāti Tamaterā,Ngāti Pāoa,Ngāi Tai ki Tāmaki,Ngāti Hako,Te Ākitai Waiohua | 2.24 | 2 | 2 | 2021 | CCTV Footage Review Log South_Latest.xls | yes | 1 | 1 | 3 | CCTV Available (0-10 Years Old) & Soil Type Available | 2.4583 | 2 | 1 | 1 | 2 | Public Park & Sports Area | 1 |  | 1 | 0.81 | 0.014465 | Modelled Flow Data Used & Depth Available | 79.4068 | 5
2558 | 2781 | 15022 | 10005563 | 194614 | DSGLD | Glendowie Branch | Gravity | Pipe | Buried | OP | CONC | None | 1966-06-30 | 2.54 | 2.34 | dwg | EI | Transmission | Legacy | 2 |  |  | 4 | 675 | [5 empty] | 75023 | NA |  | 84.66 |  | WSL |  | Waikato,Te Kawerau a Maki,Ngāti Whātua,Ngāti Maru,Ngāti Whātua o Ōrākei,Ngāti Tamaoho,Te Patukirikiri,Ngāti Whanaunga,Ngāti Tamaterā,Ngāti Pāoa,Ngāi Tai ki Tāmaki,Ngāti Hako,Te Ākitai Waiohua | 3 | 3 | 3 | 2011 | CCTV Footage Review Log South_Latest.xls | no | 5 | 1 | 2 | CCTV Available (10-20 Years Old) & Soil Type Available | 2.4577 | 2 | 3 | 3 | 1 |  | 1 |  | 5 | 0.765 | 0.054576 | Modelled Flow Data Used & Depth Available | 84.6572 | 9
23 | 23 | 16159 | 10005969 | 195468 | DSHIN | Howick Interceptor | Gravity | Pipe | Buried | OP | CONC | None | 1964-06-30 | 13.94 | 13.49 | dwg | HI | Transmission | Legacy | 1 |  |  | 4 | 600 | [5 empty] | 75446 | NA |  | 117.34 |  | WSL |  | Waikato,Ngāti Maru,Ngāti Tamaoho,Ngāti Whanaunga,Ngāti Tamaterā,Ngāti Pāoa,Ngāi Tai ki Tāmaki,Ngāti Hako,Te Ākitai Waiohua | 2 | 2 | 2 | 2015 | CCTV Footage Review Log South_Latest.xls | no | 1 | 3 | 2 | CCTV Available (0-10 Years Old) & Soil Type Available | 2.4555 | 2 | 3 | 3 | 1 |  | 1 |  | 5 | 0.765 | 0.052607 | Modelled Flow Data Used & Depth Available | 117.3375 | 5
2446 | 2661 | 17074 | 10007243 | 196451 | DSOTB | Otara Branch | Gravity | Pipe | Buried | OP | CONC | None | 1961-06-30 | 3.46 | 3.4 | dwg | SI | Transmission | Legacy | 2 |  |  | 4 | 600 | [5 empty] | 76422 | NA |  | 72.78 |  | WSL |  | Waikato,Te Kawerau a Maki,Ngāti Maru,Ngāti Tamaoho,Ngāti Whanaunga,Ngāti Tamaterā,Ngāti Pāoa,Ngāi Tai ki Tāmaki,Ngāti Hako,Te Ākitai Waiohua | 2.67 | 3 | 2 | 2016 | CCTV Footage Review Log South_Latest.xls | no | 5 | 1 | 3 | CCTV Available (0-10 Years Old) & Soil Type Available | 2.4535 | 2 | 3 | 3 | 1 |  | 1 |  | 5 | 0.765 | 0.050773 | Modelled Flow Data Used & Depth Available | 72.7833 | 9
1460 | 1560 | 17546 | 10007242 | 196108 | DSOTB | Otara Branch | Gravity | Pipe | Buried | OP | CONC | None | 1961-06-30 | 3.4 | 3.38 | dwg | SI | Transmission | Legacy | 2 |  |  | 4 | 600 | [5 empty] | 76421 | NA |  | 4.62 |  | WSL |  | Waikato,Te Kawerau a Maki,Ngāti Maru,Ngāti Tamaoho,Ngāti Whanaunga,Ngāti Tamaterā,Ngāti Pāoa,Ngāi Tai ki Tāmaki,Ngāti Hako,Te Ākitai Waiohua | 2.84 | 3 | 2 | 2008 | te puna wai | no | 5 | 1 | 3 | CCTV Available (10-20 Years Old) & Soil Type Available | 2.4535 | 2 | 3 | 3 | 1 |  | 1 |  | 5 | 0.765 | 0.050769 | Modelled Flow Data Used & Depth Available | 4.6208 | 9
2449 | 2664 | 16078 | 10007239 | 196450 | DSOTB | Otara Branch | Gravity | Pipe | Buried | OP | CONC | None | 1961-06-30 | 3.29 | 3.18 | dwg | SI | Transmission | Legacy | 2 |  |  | 4 | 600 | [5 empty] | 76418 | NA |  | 88.13 |  | WSL |  | Waikato,Te Kawerau a Maki,Ngāti Maru,Ngāti Tamaoho,Ngāti Whanaunga,Ngāti Tamaterā,Ngāti Pāoa,Ngāi Tai ki Tāmaki,Ngāti Hako,Te Ākitai Waiohua | 2.79 | 3 | 2 | 2016 | CCTV Footage Review Log South_Latest.xls | no | 5 | 3 | 3 | CCTV Available (0-10 Years Old) & Soil Type Available | 2.4535 | 2 | 3 | 3 | 1 |  | 1 |  | 5 | 0.765 | 0.050753 | Modelled Flow Data Used & Depth Available | 88.1329 | 9
884 | 930 | 17075 | 10007244 | 195954 | DSOTB | Otara Branch | Gravity | Pipe | Buried | OP | CONC | None | 1961-06-30 | 3.68 | 3.46 | dwg | SI | Transmission | Legacy | 2 |  |  | 4 | 600 | [5 empty] | 76423 | NA |  | 39.43 |  | WSL |  | Waikato,Te Kawerau a Maki,Ngāti Maru,Ngāti Tamaoho,Ngāti Whanaunga,Ngāti Tamaterā,Ngāti Pāoa,Ngāi Tai ki Tāmaki,Ngāti Hako,Te Ākitai Waiohua | 2.36 | 2 | 2 | 2016 | CCTV Footage Review Log South_Latest.xls | no | 1 | 3 | 3 | CCTV Available (0-10 Years Old) & Soil Type Available | 2.4534 | 2 | 3 | 3 | 1 |  | 1 |  | 5 | 0.765 | 0.05066 | Modelled Flow Data Used & Depth Available | 39.4288 | 5
1346 | 1437 | 16683 | 10005702 | 195000 | DSGLE | Glen Eden Branch | Gravity | Pipe | Buried | OP | CONC | None | 1965-06-30 | 4.41 | 4.17 | dwg | WI | Transmission | Legacy | 2 |  |  | 4 | 635 | [5 empty] | 75189 | NA |  | 48.11 |  | WSL |  | Te Kawerau a Maki,Ngāti Whātua,Ngāti Whātua o Ōrākei,Ngāti Tamaoho,Ngāti Tamaterā,Te Ākitai Waiohua | 2 | 2 | 2 | 2011 | te puna wai | no | 1 | 3 | 2 | CCTV Available (10-20 Years Old) & Soil Type Available | 2.4526 | 2 | 3 | 3 | 1 |  | 1 |  | 5 | 0.765 | 0.049946 | Modelled Flow Data Used & Depth Available | 48.114 | 5
1345 | 1436 | 16682 | 10005701 | 194496 | DSGLE | Glen Eden Branch | Gravity | Pipe | Buried | OP | CONC | None | 1965-06-30 | 4.17 | 4.01 | dwg | WI | Transmission | Legacy | 2 |  |  | 4 | 635 | [5 empty] | 75188 | NA |  | 33.28 |  | WSL |  | Te Kawerau a Maki,Ngāti Whātua,Ngāti Whātua o Ōrākei,Ngāti Tamaoho,Ngāti Tamaterā,Te Ākitai Waiohua | 2 | 2 | 2 | 2011 | te puna wai | no | 1 | 3 | 2 | CCTV Available (10-20 Years Old) & Soil Type Available | 2.4526 | 2 | 3 | 3 | 1 |  | 1 | Place Of Historic Heritage - Falls Hotel (former) | 5 | 0.765 | 0.049946 | Modelled Flow Data Used & Depth Available | 33.2809 | 5
1344 | 1435 | 16681 | 10005700 | 195150 | DSGLE | Glen Eden Branch | Gravity | Pipe | Buried | OP | CONC | None | 1965-06-30 | 4.01 | 3.66 | dwg | WI | Transmission | Legacy | 2 |  |  | 4 | 635 | [5 empty] | 75187 | NA |  | 71.79 |  | WSL |  | Te Kawerau a Maki,Ngāti Whātua,Ngāti Whātua o Ōrākei,Ngāti Tamaoho,Ngāti Tamaterā,Te Ākitai Waiohua | 2 | 2 | 2 | 2011 | te puna wai | no | 1 | 3 | 2 | CCTV Available (10-20 Years Old) & Soil Type Available | 2.4526 | 2 | 3 | 3 | 1 |  | 1 | Place Of Historic Heritage - Falls Hotel (former) | 5 | 0.765 | 0.049943 | Modelled Flow Data Used & Depth Available | 71.7941 | 5
1214 | 1288 | 16680 | 10005697 | 194495 | DSGLE | Glen Eden Branch | Gravity | Pipe | Buried | OP | CONC | None | 1965-06-30 | 3.51 | 3.47 | dwg | WI | Transmission | GP07056 | 2 |  |  | 4 | 635 | [5 empty] | 75184 | NA |  | 13.26 |  | WSL |  | Te Kawerau a Maki,Ngāti Whātua,Ngāti Whātua o Ōrākei,Ngāti Tamaoho,Ngāti Tamaterā,Te Ākitai Waiohua | 2 | 2 | 2 | 2011 | te puna wai | no | 1 | 3 | 2 | CCTV Available (10-20 Years Old) & Soil Type Available | 2.4526 | 2 | 3 | 3 | 1 |  | 1 | Significant Ecological Area - SEA_T_4959 | 5 | 0.765 | 0.049943 | Modelled Flow Data Used & Depth Available | 13.2625 | 5
653 | 682 | 17468 | 10005699 | 194643 | DSGLE | Glen Eden Branch | Gravity | Pipe | Buried | OP | CONC | None | 1965-06-30 | 3.66 | 3.61 | 0.1s | WI | Transmission | GP07056 | 2 |  |  | 4 | 635 | [5 empty] | 75186 | NA |  | 10.01 |  | WSL |  | Te Kawerau a Maki,Ngāti Whātua,Ngāti Whātua o Ōrākei,Ngāti Tamaoho,Ngāti Tamaterā,Te Ākitai Waiohua | 2 | 2 | 2 | 2011 | te puna wai | no | 1 | 3 | 2 | CCTV Available (10-20 Years Old) & Soil Type Available | 2.4526 | 2 | 3 | 3 | 1 |  | 1 | Place Of Historic Heritage - Falls Hotel (former) | 5 | 0.765 | 0.049943 | Modelled Flow Data Used & Depth Available | 10.0058 | 5
1347 | 1438 | 16684 | 10005703 | 194644 | DSGLE | Glen Eden Branch | Gravity | Pipe | Buried | OP | CONC | None | 1965-06-30 | 4.71 | 4.41 | dwg | WI | Transmission | Legacy | 2 |  |  | 4 | 635 | [5 empty] | 75190 | NA |  | 70.76 |  | WSL |  | Te Kawerau a Maki,Ngāti Whātua,Ngāti Whātua o Ōrākei,Ngāti Tamaoho,Ngāti Tamaterā,Te Ākitai Waiohua | 2 | 2 | 2 | 2011 | te puna wai | no | 1 | 3 | 2 | CCTV Available (10-20 Years Old) & Soil Type Available | 2.4502 | 2 | 3 | 3 | 1 |  | 1 |  | 5 | 0.765 | 0.047771 | Modelled Flow Data Used & Depth Available | 70.7636 | 5
1348 | 1439 | 16685 | 10005704 | 195151 | DSGLE | Glen Eden Branch | Gravity | Pipe | Buried | OP | CONC | None | 1965-06-30 | 5.02 | 4.71 | dwg | WI | Transmission | Legacy | 2 |  |  | 4 | 635 | [5 empty] | 75191 | NA |  | 70.12 |  | WSL |  | Te Kawerau a Maki,Ngāti Whātua,Ngāti Whātua o Ōrākei,Ngāti Tamaoho,Ngāti Tamaterā,Te Ākitai Waiohua | 2 | 2 | 2 | 2011 | te puna wai | no | 1 | 3 | 2 | CCTV Available (10-20 Years Old) & Soil Type Available | 2.4502 | 2 | 3 | 3 | 1 |  | 1 |  | 5 | 0.765 | 0.047771 | Modelled Flow Data Used & Depth Available | 70.1157 | 5
3385 | 3654 | 926735 | 10088561 | 195990 | DSOTV | Oteha Valley Branch Sewer TS27 | Gravity | Pipe | Buried | OP | CONC | None | 1989-01-01 |  |  | dwg | NI | Transmission | Legacy | 2 |  |  | 4 | 355 | [5 empty] | 65250 | NA |  | 78.61 |  | WSL |  | Te Kawerau a Maki,Ngāti Whātua,Ngāti Maru,Ngāti Whātua o Kaipara,Ngāti Whātua o Ōrākei,Ngāti Tamaoho,Ngāti Manuhiri,Te Patukirikiri,Ngāti Whanaunga,Ngāti Tamaterā,Ngāti Pāoa,Ngāi Tai ki Tāmaki,Ngāti Hako,Te Ākitai Waiohua | 3 | 3 | 3 | 2018 | te puna wai | no | 1 | 3 | 1 | CCTV Available (0-10 Years Old) & Soil Type Available | 2.45 | 2 | 1 | 1 | 1 |  | 4 | NZ River Lines | 1.5 | 0.8 | 0 | Modelled Flow Data Used & Depth Available | 78.6094 | 9
3388 | 3657 | 926731 | 10088564 | 196488 | DSOTV | Oteha Valley Branch Sewer TS27 | Gravity | Pipe | Buried | OP | PVC-U | None | 1989-01-01 |  |  | dwg | NI | Transmission | Legacy | 2 |  |  | 4 | 300 | [5 empty] | 65253 | NA |  | 67.96 |  | WSL |  | Te Kawerau a Maki,Ngāti Whātua,Ngāti Maru,Ngāti Whātua o Kaipara,Ngāti Whātua o Ōrākei,Ngāti Tamaoho,Ngāti Manuhiri,Te Patukirikiri,Ngāti Whanaunga,Ngāti Tamaterā,Ngāti Pāoa,Ngāi Tai ki Tāmaki,Ngāti Hako,Te Ākitai Waiohua | 2 | 2 | 2 | 2018 | te puna wai | no | 1 | 3 | 1 | CCTV Available (0-10 Years Old) & Soil Type Available | 2.45 | 2 | 1 | 1 | 1 |  | 4 | NZ River Lines | 1.5 | 0.8 | 0 | Modelled Flow Data Used & Depth Available | 67.9637 | 5
886 | 932 | 17077 | 10007246 | 196109 | DSOTB | Otara Branch | Gravity | Pipe | Buried | OP | CONC | None | 1961-06-30 | 3.85 | 3.69 | dwg | SI | Transmission | Legacy | 2 |  |  | 4 | 600 | [5 empty] | 76425 | NA |  | 106.17 |  | WSL |  | Waikato,Te Kawerau a Maki,Ngāti Maru,Ngāti Tamaoho,Ngāti Whanaunga,Ngāti Tamaterā,Ngāti Pāoa,Ngāi Tai ki Tāmaki,Ngāti Hako,Te Ākitai Waiohua | 2.36 | 2 | 2 | 2016 | CCTV Footage Review Log South_Latest.xls | no | 1 | 3 | 3 | CCTV Available (0-10 Years Old) & Soil Type Available | 2.4496 | 2 | 3 | 3 | 1 |  | 1 |  | 5 | 0.765 | 0.047301 | Modelled Flow Data Used & Depth Available | 106.1707 | 5
885 | 931 | 17076 | 10007245 | 196312 | DSOTB | Otara Branch | Gravity | Pipe | Buried | OP | CONC | None | 1961-06-30 | 3.69 | 3.68 | dwg | SI | Transmission | Legacy | 2 |  |  | 4 | 600 | [5 empty] | 76424 | NA |  | 17.06 |  | WSL |  | Waikato,Te Kawerau a Maki,Ngāti Maru,Ngāti Tamaoho,Ngāti Whanaunga,Ngāti Tamaterā,Ngāti Pāoa,Ngāi Tai ki Tāmaki,Ngāti Hako,Te Ākitai Waiohua | 2.36 | 2 | 2 | 2016 | CCTV Footage Review Log South_Latest.xls | no | 1 | 3 | 3 | CCTV Available (0-10 Years Old) & Soil Type Available | 2.4496 | 2 | 3 | 3 | 1 |  | 1 |  | 5 | 0.765 | 0.047298 | Modelled Flow Data Used & Depth Available | 17.0567 | 5
888 | 934 | 17079 | 10007248 | 195955 | DSOTB | Otara Branch | Gravity | Pipe | Buried | OP | CONC | None | 1961-06-30 | 4.19 | 4.02 | dwg | SI | Transmission | Legacy | 2 |  |  | 4 | 600 | [5 empty] | 76427 | NA |  | 70.24 |  | WSL |  | Waikato,Te Kawerau a Maki,Ngāti Maru,Ngāti Tamaoho,Ngāti Whanaunga,Ngāti Tamaterā,Ngāti Pāoa,Ngāi Tai ki Tāmaki,Ngāti Hako,Te Ākitai Waiohua | 2.67 | 3 | 2 | 2016 | CCTV Footage Review Log South_Latest.xls | no | 5 | 1 | 3 | CCTV Available (0-10 Years Old) & Soil Type Available | 2.4496 | 2 | 3 | 3 | 1 |  | 1 |  | 5 | 0.765 | 0.047263 | Modelled Flow Data Used & Depth Available | 70.2415 | 9
887 | 933 | 17078 | 10007247 | 196452 | DSOTB | Otara Branch | Gravity | Pipe | Buried | OP | CONC | None | 1961-06-30 | 4.02 | 3.85 | dwg | SI | Transmission | Legacy | 2 |  |  | 4 | 600 | [5 empty] | 76426 | NA |  | 75.84 |  | WSL |  | Waikato,Te Kawerau a Maki,Ngāti Maru,Ngāti Tamaoho,Ngāti Whanaunga,Ngāti Tamaterā,Ngāti Pāoa,Ngāi Tai ki Tāmaki,Ngāti Hako,Te Ākitai Waiohua | 2.36 | 2 | 2 | 2016 | CCTV Footage Review Log South_Latest.xls | no | 1 | 3 | 3 | CCTV Available (0-10 Years Old) & Soil Type Available | 2.4496 | 2 | 3 | 3 | 1 |  | 1 |  | 5 | 0.765 | 0.047253 | Modelled Flow Data Used & Depth Available | 75.8369 | 5
1354 | 1445 | 16691 | 10005710 | 195002 | DSGLE | Glen Eden Branch | Gravity | Pipe | Buried | OP | CONC | None | 1965-06-30 | 7.65 | 7.15 | dwg | WI | Transmission | Legacy | 2 |  |  | 4 | 635 | [5 empty] | 75198 | NA |  | 120.76 |  | WSL |  | Te Kawerau a Maki,Ngāti Whātua,Ngāti Whātua o Ōrākei,Ngāti Tamaoho,Ngāti Tamaterā,Te Ākitai Waiohua | 2.48 | 2 | 2 | 2011 | te puna wai | no | 5 | 3 | 2 | CCTV Available (10-20 Years Old) & Soil Type Available | 2.4496 | 2 | 3 | 3 | 1 |  | 1 |  | 5 | 0.765 | 0.047246 | Modelled Flow Data Used & Depth Available | 120.7602 | 5
1353 | 1444 | 16690 | 10005709 | 194498 | DSGLE | Glen Eden Branch | Gravity | Pipe | Buried | OP | CONC | None | 1965-06-30 | 7.15 | 6.8 | dwg | WI | Transmission | Legacy | 2 |  |  | 4 | 635 | [5 empty] | 75197 | NA |  | 78.9 |  | WSL |  | Te Kawerau a Maki,Ngāti Whātua,Ngāti Whātua o Ōrākei,Ngāti Tamaoho,Ngāti Tamaterā,Te Ākitai Waiohua | 2 | 2 | 2 | 2011 | te puna wai | no | 1 | 3 | 2 | CCTV Available (10-20 Years Old) & Soil Type Available | 2.4496 | 2 | 3 | 3 | 1 |  | 1 |  | 5 | 0.765 | 0.047243 | Modelled Flow Data Used & Depth Available | 78.9014 | 5
2553 | 2776 | 15027 | 10005568 | 194972 | DSGLD | Glendowie Branch | Gravity | Pipe | Buried | OP | CONC | None | 1966-06-30 | 3.55 | 3.32 | dwg | EI | Transmission | Legacy | 2 |  |  | 4 | 675 | [5 empty] | 75028 | NA |  | 101.22 |  | WSL |  | Waikato,Te Kawerau a Maki,Ngāti Whātua,Ngāti Maru,Ngāti Whātua o Ōrākei,Ngāti Tamaoho,Te Patukirikiri,Ngāti Whanaunga,Ngāti Tamaterā,Ngāti Pāoa,Ngāi Tai ki Tāmaki,Ngāti Hako,Te Ākitai Waiohua | 2.48 | 2 | 2 | 2011 | CCTV Footage Review Log South_Latest.xls | no | 5 | 3 | 2 | CCTV Available (10-20 Years Old) & Soil Type Available | 2.4482 | 2 | 3 | 3 | 1 |  | 1 |  | 5 | 0.765 | 0.04603 | Modelled Flow Data Used & Depth Available | 101.2232 | 5
2554 | 2777 | 15026 | 10005567 | 194615 | DSGLD | Glendowie Branch | Gravity | Pipe | Buried | OP | CONC | None | 1966-06-30 | 3.32 | 3.12 | dwg | EI | Transmission | Legacy | 2 |  |  | 4 | 675 | [5 empty] | 75027 | NA |  | 95.53 |  | WSL |  | Waikato,Te Kawerau a Maki,Ngāti Whātua,Ngāti Maru,Ngāti Whātua o Ōrākei,Ngāti Tamaoho,Te Patukirikiri,Ngāti Whanaunga,Ngāti Tamaterā,Ngāti Pāoa,Ngāi Tai ki Tāmaki,Ngāti Hako,Te Ākitai Waiohua | 2.48 | 2 | 2 | 2011 | CCTV Footage Review Log South_Latest.xls | no | 5 | 3 | 2 | CCTV Available (10-20 Years Old) & Soil Type Available | 2.4482 | 2 | 3 | 3 | 1 |  | 1 |  | 5 | 0.765 | 0.046027 | Modelled Flow Data Used & Depth Available | 95.5284 | 5
1355 | 1446 | 16692 | 10005711 | 194646 | DSGLE | Glen Eden Branch | Gravity | Pipe | Buried | OP | CONC | None | 1965-06-30 | 8.07 | 7.65 | dwg | WI | Transmission | Legacy | 2 |  |  | 4 | 635 | [5 empty] | 75199 | NA |  | 95.61 |  | WSL |  | Te Kawerau a Maki,Ngāti Whātua,Ngāti Whātua o Ōrākei,Ngāti Tamaoho,Ngāti Tamaterā,Te Ākitai Waiohua | 2 | 2 | 2 | 2011 | te puna wai | no | 1 | 3 | 2 | CCTV Available (10-20 Years Old) & Soil Type Available | 2.4478 | 2 | 3 | 3 | 1 |  | 1 |  | 5 | 0.765 | 0.045625 | Modelled Flow Data Used & Depth Available | 95.6119 | 5
1356 | 1447 | 16693 | 10005712 | 195153 | DSGLE | Glen Eden Branch | Gravity | Pipe | Buried | OP | CONC | None | 1965-06-30 | 8.47 | 8.07 | dwg | WI | Transmission | Legacy | 2 |  |  | 4 | 635 | [5 empty] | 75200 | NA |  | 94.25 |  | WSL |  | Te Kawerau a Maki,Ngāti Whātua,Ngāti Whātua o Ōrākei,Ngāti Tamaoho,Ngāti Tamaterā,Te Ākitai Waiohua | 2 | 2 | 2 | 2011 | te puna wai | no | 1 | 3 | 2 | CCTV Available (10-20 Years Old) & Soil Type Available | 2.4478 | 2 | 3 | 3 | 1 |  | 1 |  | 5 | 0.765 | 0.045625 | Modelled Flow Data Used & Depth Available | 94.2529 | 5
1357 | 1448 | 16694 | 10005713 | 194499 | DSGLE | Glen Eden Branch | Gravity | Pipe | Buried | OP | CONC | None | 1965-06-30 | 8.96 | 8.47 | dwg | WI | Transmission | Legacy | 2 |  |  | 4 | 635 | [5 empty] | 75201 | NA |  | 115.89 |  | WSL |  | Te Kawerau a Maki,Ngāti Whātua,Ngāti Whātua o Ōrākei,Ngāti Tamaoho,Ngāti Tamaterā,Te Ākitai Waiohua | 2.48 | 2 | 2 | 2011 | te puna wai | no | 5 | 3 | 2 | CCTV Available (10-20 Years Old) & Soil Type Available | 2.4477 | 2 | 3 | 3 | 1 |  | 1 |  | 5 | 0.765 | 0.04557 | Modelled Flow Data Used & Depth Available | 115.887 | 5
598 | 621 | 17420 | 10005950 | 194783 | DSHIN | Howick Interceptor | Gravity | Pipe | Buried | OP | CONC | None | 1964-06-30 | 8.81 | 8.77 | 0.1s | HI | Transmission | Legacy | 1 |  |  | 4 | 635 | [5 empty] | 75426 | NA |  | 12.61 |  | WSL |  | Waikato,Ngāti Maru,Ngāti Tamaoho,Ngāti Whanaunga,Ngāti Tamaterā,Ngāti Pāoa,Ngāi Tai ki Tāmaki,Ngāti Hako,Te Ākitai Waiohua | 2 | 2 | 2 | 2015 | CCTV Footage Review Log South_Latest.xls | no | 1 | 3 | 2 | CCTV Available (0-10 Years Old) & Soil Type Available | 2.4477 | 2 | 3 | 3 | 1 |  | 1 |  | 5 | 0.765 | 0.045509 | Modelled Flow Data Used & Depth Available | 12.6079 | 5
968 | 1023 | 16321 | 10004184 | 193545 | DSB03 | Branch 3 Newmarket | Gravity | Pipe | In Tunnel | OP | CONC | None | 1971-06-30 | 6.34 | 6.05 | dwg | OM | Transmission | Legacy | 2 |  |  | 4 | 635 | [5 empty] | 74002 | NA |  | 36 |  | WSL |  | Waikato,Te Kawerau a Maki,Ngāti Whātua,Ngāti Maru,Ngāti Whātua o Ōrākei,Ngāti Tamaoho,Te Patukirikiri,Ngāti Tamaterā,Ngāti Pāoa,Ngāi Tai ki Tāmaki,Ngāti Hako,Te Ākitai Waiohua | 2.05 | 2 | 2 | 2015 | te puna wai | no | 3 | 1 | 2 | CCTV Available (0-10 Years Old) & Soil Type Available | 2.4475 | 2 | 3 | 3 | 1 |  | 1 | Significant Ecological Area - SEA_T_6063 | 5 | 0.765 | 0.045342 | Modelled Flow Data Used & Depth Available | 36.0004 | 5
944 | 996 | 16322 | 10004183 | 193389 | DSB03 | Branch 3 Newmarket | Gravity | Pipe | Buried | OP | CONC | None | 1971-06-30 | 6.05 | 5.66 | dwg | OM | Transmission | Legacy | 2 |  |  | 4 | 635 | [5 empty] | 74001 | NA |  | 49.45 |  | WSL |  | Waikato,Te Kawerau a Maki,Ngāti Whātua,Ngāti Maru,Ngāti Whātua o Ōrākei,Ngāti Tamaoho,Te Patukirikiri,Ngāti Tamaterā,Ngāti Pāoa,Ngāi Tai ki Tāmaki,Ngāti Hako,Te Ākitai Waiohua | 2 | 2 | 2 | 2015 | te puna wai | no | 1 | 1 | 2 | CCTV Available (0-10 Years Old) & Soil Type Available | 2.4475 | 2 | 3 | 3 | 1 |  | 1 | Significant Ecological Area - SEA_T_6063 | 5 | 0.765 | 0.045335 | Modelled Flow Data Used & Depth Available | 49.4458 | 5
967 | 1022 | 16320 | 10004186 | 193302 | DSB03 | Branch 3 Newmarket | Gravity | Pipe | Buried | OP | CONC | None | 1971-06-30 | 6.72 | 6.52 | dwg | OM | Transmission | Legacy | 2 |  |  | 4 | 635 | [5 empty] | 74004 | NA |  | 25.26 |  | WSL |  | Waikato,Te Kawerau a Maki,Ngāti Whātua,Ngāti Maru,Ngāti Whātua o Ōrākei,Ngāti Tamaoho,Te Patukirikiri,Ngāti Tamaterā,Ngāti Pāoa,Ngāi Tai ki Tāmaki,Ngāti Hako,Te Ākitai Waiohua | 2 | 2 | 2 | 2015 | te puna wai | no | 1 | 1 | 2 | CCTV Available (0-10 Years Old) & Soil Type Available | 2.447 | 2 | 3 | 3 | 1 |  | 1 |  | 5 | 0.765 | 0.044914 | Modelled Flow Data Used & Depth Available | 25.2557 | 5
1119 | 1181 | 15560 | 10004185 | 193149 | DSB03 | Branch 3 Newmarket | Gravity | Pipe | In Tunnel | OP | CONC | None | 1971-06-30 | 6.52 | 6.34 | dwg | OM | Transmission | Legacy | 2 |  |  | 4 | 635 | [5 empty] | 74003 | NA |  | 23.99 |  | WSL |  | Waikato,Te Kawerau a Maki,Ngāti Whātua,Ngāti Maru,Ngāti Whātua o Ōrākei,Ngāti Tamaoho,Te Patukirikiri,Ngāti Tamaterā,Ngāti Pāoa,Ngāi Tai ki Tāmaki,Ngāti Hako,Te Ākitai Waiohua | 2.05 | 2 | 2 | 2015 | te puna wai | no | 3 | 1 | 2 | CCTV Available (0-10 Years Old) & Soil Type Available | 2.447 | 2 | 3 | 3 | 1 |  | 1 | Significant Ecological Area - SEA_T_6063 | 5 | 0.765 | 0.044911 | Modelled Flow Data Used & Depth Available | 23.9899 | 5
1358 | 1449 | 16695 | 10005714 | 195003 | DSGLE | Glen Eden Branch | Gravity | Pipe | Buried | OP | CONC | None | 1965-06-30 | 9.4 | 8.96 | dwg | WI | Transmission | Legacy | 2 |  |  | 4 | 635 | [5 empty] | 75202 | NA |  | 111.22 |  | WSL |  | Te Kawerau a Maki,Ngāti Whātua,Ngāti Whātua o Ōrākei,Ngāti Tamaoho,Ngāti Tamaterā,Te Ākitai Waiohua | 2.48 | 2 | 2 | 2011 | te puna wai | no | 5 | 3 | 2 | CCTV Available (10-20 Years Old) & Soil Type Available | 2.4469 | 2 | 3 | 3 | 1 |  | 1 |  | 5 | 0.765 | 0.044814 | Modelled Flow Data Used & Depth Available | 111.2202 | 5
324 | 336 | 16189 | 10005951 | 195308 | DSHIN | Howick Interceptor | Gravity | Pipe | Buried | OP | CONC | None | 1964-06-30 | 8.49 | 8.23 | dwg | HI | Transmission | Legacy | 1 |  |  | 4 | 635 | [5 empty] | 75427 | NA |  | 62.75 |  | WSL |  | Waikato,Ngāti Maru,Ngāti Tamaoho,Ngāti Whanaunga,Ngāti Tamaterā,Ngāti Pāoa,Ngāi Tai ki Tāmaki,Ngāti Hako,Te Ākitai Waiohua | 2 | 2 | 2 | 2015 | CCTV Footage Review Log South_Latest.xls | no | 1 | 3 | 2 | CCTV Available (0-10 Years Old) & Soil Type Available | 2.4467 | 2 | 3 | 3 | 1 |  | 1 |  | 5 | 0.765 | 0.04466 | Modelled Flow Data Used & Depth Available | 62.746 | 5
2172 | 2375 | 14908 | 10006762 | 196049 | DSONE | Onehunga Branch | Gravity | Pipe | Buried | OP | CONC | None | 1962-06-30 | 5.01 | 4.87 | dwg | WI | Transmission | Legacy | 2 |  |  | 4 | 675 | [5 empty] | 76075 | NA |  | 34.36 |  | WSL |  | Waikato,Te Kawerau a Maki,Ngāti Whātua,Ngāti Maru,Ngāti Whātua o Ōrākei,Ngāti Tamaoho,Ngāti Tamaterā,Ngāti Pāoa,Ngāi Tai ki Tāmaki,Ngāti Hako,Te Ākitai Waiohua | 2.24 | 2 | 2 | 2021 | CCTV Footage Review Log South_Latest.xls | yes | 1 | 1 | 3 | CCTV Available (0-10 Years Old) & Soil Type Available | 2.4467 | 2 | 3 | 3 | 1 |  | 1 | Aquifer - Onehunga Volcanic Aquifer | 5 | 0.765 | 0.04465 | Modelled Flow Data Used & Depth Available | 34.3569 | 5
1359 | 1450 | 16696 | 10005715 | 194647 | DSGLE | Glen Eden Branch | Gravity | Pipe | Buried | OP | CONC | None | 1965-06-30 | 9.65 | 9.4 | dwg | WI | Transmission | Legacy | 2 |  |  | 4 | 635 | [5 empty] | 75203 | NA |  | 52.46 |  | WSL |  | Te Kawerau a Maki,Ngāti Whātua,Ngāti Whātua o Ōrākei,Ngāti Tamaoho,Ngāti Tamaterā,Te Ākitai Waiohua | 2 | 2 | 2 | 2011 | te puna wai | no | 1 | 3 | 2 | CCTV Available (10-20 Years Old) & Soil Type Available | 2.4467 | 2 | 3 | 3 | 1 |  | 1 |  | 5 | 0.765 | 0.04464 | Modelled Flow Data Used & Depth Available | 52.4599 | 5
1360 | 1451 | 16697 | 10005716 | 195154 | DSGLE | Glen Eden Branch | Gravity | Pipe | Buried | OP | CONC | None | 1965-06-30 | 10.28 | 9.65 | dwg | WI | Transmission | Legacy | 2 |  |  | 4 | 635 | [5 empty] | 75204 | NA |  | 152.28 |  | WSL |  | Te Kawerau a Maki,Ngāti Whātua,Ngāti Whātua o Ōrākei,Ngāti Tamaoho,Ngāti Tamaterā,Te Ākitai Waiohua | 2.48 | 2 | 2 | 2011 | te puna wai | no | 5 | 3 | 2 | CCTV Available (10-20 Years Old) & Soil Type Available | 2.4466 | 2 | 3 | 3 | 1 |  | 1 |  | 5 | 0.765 | 0.044576 | Modelled Flow Data Used & Depth Available | 152.2775 | 5
1362 | 1453 | 16699 | 10005718 | 195004 | DSGLE | Glen Eden Branch | Gravity | Pipe | Buried | OP | CONC | None | 1965-06-30 | 10.79 | 10.54 | dwg | WI | Transmission | Legacy | 2 |  |  | 4 | 635 | [5 empty] | 75206 | NA |  | 60.07 |  | WSL |  | Te Kawerau a Maki,Ngāti Whātua,Ngāti Whātua o Ōrākei,Ngāti Tamaoho,Ngāti Tamaterā,Te Ākitai Waiohua | 2.48 | 2 | 2 | 2011 | te puna wai | no | 5 | 3 | 2 | CCTV Available (10-20 Years Old) & Soil Type Available | 2.4461 | 2 | 3 | 3 | 1 |  | 1 |  | 5 | 0.765 | 0.044126 | Modelled Flow Data Used & Depth Available | 60.0716 | 5
1361 | 1452 | 16698 | 10005717 | 194500 | DSGLE | Glen Eden Branch | Gravity | Pipe | Buried | OP | CONC | None | 1965-06-30 | 10.54 | 10.28 | dwg | WI | Transmission | Legacy | 2 |  |  | 4 | 635 | [5 empty] | 75205 | NA |  | 63.8 |  | WSL |  | Te Kawerau a Maki,Ngāti Whātua,Ngāti Whātua o Ōrākei,Ngāti Tamaoho,Ngāti Tamaterā,Te Ākitai Waiohua | 2 | 2 | 2 | 2011 | te puna wai | no | 1 | 3 | 2 | CCTV Available (10-20 Years Old) & Soil Type Available | 2.4461 | 2 | 3 | 3 | 1 |  | 1 |  | 5 | 0.765 | 0.044122 | Modelled Flow Data Used & Depth Available | 63.805 | 5
3858 | 4135 | 913763 | 10088574 | 196351 | DSOTV | Oteha Valley Branch Sewer TS27 | Gravity | Pipe | Buried | OP | PVC-U | None | 1989-01-01 |  |  | dwg | NI | Transmission | Legacy | 2 |  |  | 4 | 300 | [5 empty] | 65263 | NA |  | 12.77 |  | WSL |  | Te Kawerau a Maki,Ngāti Whātua,Ngāti Maru,Ngāti Whātua o Kaipara,Ngāti Whātua o Ōrākei,Ngāti Tamaoho,Ngāti Manuhiri,Te Patukirikiri,Ngāti Whanaunga,Ngāti Tamaterā,Ngāti Pāoa,Ngāi Tai ki Tāmaki,Ngāti Hako,Te Ākitai Waiohua | 2 | 2 | 2 | 2018 | te puna wai | no | 5 | 3 | 1 | CCTV Available (0-10 Years Old) & Soil Type Available | 2.4452 | 2 | 1 | 1 | 1 |  | 4 | NZ River Lines | 1.5 | 0.8 | 0.01072 | Modelled Flow Data Used & Depth Available | 12.7696 | 5
3326 | 3593 | 920043 | 10089707 | 194062 | DSBKD | Birkdale Branch Sewer TS14 | Gravity | Pipe | Buried | OP | CONC | None | 1962-01-01 |  |  | dwg | NI | Transmission | Legacy | 2 |  |  | 4 | 300 | [5 empty] | 64295 | NA |  | 18.65 |  | WSL |  | Te Kawerau a Maki,Ngāti Whātua,Ngāti Maru,Ngāti Whātua o Ōrākei,Ngāti Tamaoho,Ngāti Manuhiri,Ngāti Whanaunga,Ngāti Tamaterā,Ngāti Pāoa,Ngāi Tai ki Tāmaki,Ngāti Hako,Te Ākitai Waiohua | 3.17 | 3 |  |  |  | no | 5 | 1 | 3 | CCTV NOT Available or Over 30 Years Old & Soil Type Available | 2.4448 | 2 | 1 | 1 | 1 |  | 4 | NZ River Lines | 1.5 | 0.8 | 0.011485 | Modelled Flow Data Used & Depth Available | 18.6532 | 9
1363 | 1454 | 16700 | 10005719 | 194648 | DSGLE | Glen Eden Branch | Gravity | Pipe | Buried | OP | CONC | None | 1965-06-30 | 11.22 | 10.79 | dwg | WI | Transmission | Legacy | 2 |  |  | 4 | 675 | [5 empty] | 75207 | NA |  | 112.2 |  | WSL |  | Te Kawerau a Maki,Ngāti Whātua,Ngāti Whātua o Ōrākei,Ngāti Tamaoho,Ngāti Tamaterā,Te Ākitai Waiohua | 2 | 2 | 2 | 2011 | te puna wai | no | 1 | 3 | 2 | CCTV Available (10-20 Years Old) & Soil Type Available | 2.4426 | 2 | 3 | 3 | 1 |  | 1 |  | 5 | 0.765 | 0.040886 | Modelled Flow Data Used & Depth Available | 112.1964 | 5
2157 | 2359 | 15018 | 10006778 | 196354 | DSONE | Onehunga Branch | Gravity | Pipe | Buried | OP | CONC | None | 1962-06-30 | 13.5 | 13.28 | dwg | WI | Transmission | Legacy | 2 |  |  | 4 | 675 | [5 empty] | 76091 | NA |  | 62.79 |  | WSL |  | Waikato,Te Kawerau a Maki,Ngāti Whātua,Ngāti Maru,Ngāti Whātua o Ōrākei,Ngāti Tamaoho,Ngāti Tamaterā,Ngāti Pāoa,Ngāi Tai ki Tāmaki,Ngāti Hako,Te Ākitai Waiohua | 2.24 | 2 | 2 | 2021 | CCTV Footage Review Log South_Latest.xls | yes | 1 | 1 | 3 | CCTV Available (0-10 Years Old) & Soil Type Available | 2.442 | 2 | 3 | 3 | 1 |  | 1 | Aquifer - Onehunga Volcanic Aquifer | 5 | 0.765 | 0.040374 | Modelled Flow Data Used & Depth Available | 62.7943 | 5
2156 | 2358 | 15019 | 10006779 | 195677 | DSONE | Onehunga Branch | Gravity | Pipe | Buried | OP | CONC | None | 1962-06-30 | 13.76 | 13.5 | dwg | WI | Transmission | Legacy | 2 |  |  | 4 | 675 | [5 empty] | 76092 | NA |  | 94.88 |  | WSL |  | Waikato,Te Kawerau a Maki,Ngāti Whātua,Ngāti Maru,Ngāti Whātua o Ōrākei,Ngāti Tamaoho,Ngāti Tamaterā,Ngāti Pāoa,Ngāi Tai ki Tāmaki,Ngāti Hako,Te Ākitai Waiohua | 2.24 | 2 | 2 | 2021 | CCTV Footage Review Log South_Latest.xls | yes | 1 | 1 | 3 | CCTV Available (0-10 Years Old) & Soil Type Available | 2.4417 | 2 | 3 | 3 | 1 |  | 1 | Aquifer - Onehunga Volcanic Aquifer | 5 | 0.765 | 0.04012 | Modelled Flow Data Used & Depth Available | 94.8785 | 5
3204 | 3468 | 916704 | 10088922 | 197886 | DSTPW | Takapuna West Branch Sewer TS3 | Gravity | Pipe | Buried | OP | CONC | None | 1965-01-01 |  |  | dwg | NI | Transmission | Legacy | 2 |  |  | 4 | 825 | [5 empty] | 65448 | NA |  | 188.45 |  | WSL |  | Te Kawerau a Maki,Ngāti Whātua,Ngāti Maru,Ngāti Whātua o Ōrākei,Ngāti Tamaoho,Ngāti Manuhiri,Te Patukirikiri,Ngāti Whanaunga,Ngāti Tamaterā,Ngāti Pāoa,Ngāi Tai ki Tāmaki,Ngāti Hako,Te Ākitai Waiohua | 3 | 3 | 3 | 2016 | te puna wai | no | 1 | 1 | 2 | CCTV Available (0-10 Years Old) & Soil Type Available | 2.4375 | 2 | 3 | 4 | 1 |  | 1 |  | 1.5 | 0.71 | 0.10337 | Modelled Flow Data Used & Depth Available | 188.4491 | 9
4479 | 4775 | 4544113 | 10107584 | 197414 | DSTPW | Takapuna West Branch Sewer TS3 | Gravity | Pipe | Buried | OP | CONC | None | 1965-01-01 |  |  | dwg | NI | Transmission | Legacy | 2 |  |  | 4 | 825 | [5 empty] | 65450 | NA |  | 13.98 |  | WSL |  | Te Kawerau a Maki,Ngāti Whātua,Ngāti Maru,Ngāti Whātua o Ōrākei,Ngāti Tamaoho,Ngāti Manuhiri,Te Patukirikiri,Ngāti Whanaunga,Ngāti Tamaterā,Ngāti Pāoa,Ngāi Tai ki Tāmaki,Ngāti Hako,Te Ākitai Waiohua | 1.71 | 2 |  |  |  | no | 1 | 1 | 2 | CCTV NOT Available or Over 30 Years Old & Soil Type Available | 2.4375 | 2 | 3 | 4 | 1 |  | 1 |  | 1.5 | 0.71 | 0.10337 | Modelled Flow Data Used & Depth Available | 13.9791 | 5
3443 | 3716 | 929564 | 10088918 | 197885 | DSTPW | Takapuna West Branch Sewer TS3 | Gravity | Pipe | Buried | OP | CONC | None | 1965-01-01 |  |  | dwg | NI | Transmission | Legacy | 2 |  |  | 4 | 800 | [5 empty] | 65444 | NA |  | 41.22 |  | WSL |  | Te Kawerau a Maki,Ngāti Whātua,Ngāti Maru,Ngāti Whātua o Ōrākei,Ngāti Tamaoho,Ngāti Manuhiri,Te Patukirikiri,Ngāti Whanaunga,Ngāti Tamaterā,Ngāti Pāoa,Ngāi Tai ki Tāmaki,Ngāti Hako,Te Ākitai Waiohua | 3 | 3 | 3 | 2016 | te puna wai | no | 5 | 3 | 2 | CCTV Available (0-10 Years Old) & Soil Type Available | 2.4366 | 2 | 3 | 4 | 1 |  | 1 |  | 1.5 | 0.71 | 0.1026 | Modelled Flow Data Used & Depth Available | 41.2174 | 9
3680 | 3955 | 904100 | 10088636 | 196537 | DSRLD | Rosedale Branch Sewer TS23 | Gravity | Pipe | Buried | OP | CONC | None | 1989-01-01 |  |  | dwg | NI | Transmission | Legacy | 2 |  |  | 4 | 381 | [5 empty] | 65271 | NA |  | 93.44 |  | WSL |  | Te Kawerau a Maki,Ngāti Whātua,Ngāti Maru,Ngāti Whātua o Kaipara,Ngāti Whātua o Ōrākei,Ngāti Tamaoho,Ngāti Manuhiri,Te Patukirikiri,Ngāti Whanaunga,Ngāti Tamaterā,Ngāti Pāoa,Ngāi Tai ki Tāmaki,Ngāti Hako,Te Ākitai Waiohua | 1.21 | 1 |  |  |  | no | 1 | 3 | 1 | CCTV NOT Available or Over 30 Years Old & Soil Type Available | 2.4366 | 2 | 1 | 1 | 1 |  | 4 | NZ River Lines | 1.5 | 0.8 | 0.029862 | Modelled Flow Data Used & Depth Available | 93.4382 | 2
3225 | 3489 | 916705 | 10088923 | 197203 | DSTPW | Takapuna West Branch Sewer TS3 | Gravity | Pipe | Buried | OP | CONC | None | 1965-01-01 |  |  | dwg | NI | Transmission | Legacy | 2 |  |  | 4 | 825 | [5 empty] | 65449 | NA |  | 25.84 |  | WSL |  | Te Kawerau a Maki,Ngāti Whātua,Ngāti Maru,Ngāti Whātua o Ōrākei,Ngāti Tamaoho,Ngāti Manuhiri,Te Patukirikiri,Ngāti Whanaunga,Ngāti Tamaterā,Ngāti Pāoa,Ngāi Tai ki Tāmaki,Ngāti Hako,Te Ākitai Waiohua | 2 | 2 | 2 | 2016 | te puna wai | no | 1 | 1 | 2 | CCTV Available (0-10 Years Old) & Soil Type Available | 2.4311 | 2 | 3 | 4 | 1 |  | 1 |  | 1.5 | 0.71 | 0.098009 | Modelled Flow Data Used & Depth Available | 25.838 | 5
4307 | 4594 | 2611573 | 10092207 | 195116 | DSGLR | Glenfield Relief Branch Sewer TS4A New | Gravity | Pipe | Buried | OP | CONC | None | 2015-11-03 | 20.11 | 19.83 | 0.1s | NI | Transmission | T0000766 | 2 |  |  | 4 | 525 | [5 empty] | 64710 | NA |  | 53.39 |  | WSL |  | Te Kawerau a Maki,Ngāti Whātua,Ngāti Maru,Ngāti Whātua o Ōrākei,Ngāti Tamaoho,Ngāti Manuhiri,Te Patukirikiri,Ngāti Whanaunga,Ngāti Tamaterā,Ngāti Pāoa,Ngāi Tai ki Tāmaki,Ngāti Hako,Te Ākitai Waiohua | 2 | 2 | 2 | 2016 | te puna wai | no | 5 | 1 | 1 | CCTV Available (0-10 Years Old) & Soil Type Available | 2.4244 | 2 | 3 | 2 | 1 |  | 1 |  | 5 | 0.705 | 0.098009 | Modelled Flow Data Used & Depth Available | 53.386 | 5
3315 | 3582 | 920181 | 10090000 | 194419 | DSCWD | Chatswood Branch Sewer TS9 | Gravity | Pipe | Buried | OP | CONC | None | 1965-01-01 |  |  | dwg | NI | Transmission | Legacy | 2 |  |  | 4 | 635 | [5 empty] | 64448 | NA |  | 152.6 |  | WSL |  | Te Kawerau a Maki,Ngāti Whātua,Ngāti Maru,Ngāti Whātua o Ōrākei,Ngāti Tamaoho,Ngāti Manuhiri,Te Patukirikiri,Ngāti Whanaunga,Ngāti Tamaterā,Ngāti Pāoa,Ngāi Tai ki Tāmaki,Ngāti Hako,Te Ākitai Waiohua | 1.71 | 2 |  |  |  | no | 1 | 1 | 2 | CCTV NOT Available or Over 30 Years Old & Soil Type Available | 2.4231 | 2 | 2 | 3 | 1 | Safe Swim Beach | 1 | Ocean Intercept, Significant Ecological Area - SEA-M2-60a | 5 | 0.765 | 0.072741 | Modelled Flow Data Used & Depth Available | 152.6044 | 5
4043 | 4322 | 925895 | 10089421 | 193978 | DSBBS | Browns Bay Branch Sewer TS7E | Gravity | Pipe | Buried | OP | CONC | None | 2005-08-31 |  |  | dwg | NI | Transmission | Legacy | 2 |  |  | 4 | 2100 | [5 empty] | 64128 | NA |  | 251.7 |  | WSL |  | Te Kawerau a Maki,Ngāti Whātua,Ngāti Maru,Ngāti Whātua o Ōrākei,Ngāti Tamaoho,Ngāti Manuhiri,Te Patukirikiri,Ngāti Whanaunga,Ngāti Tamaterā,Ngāti Pāoa,Ngāi Tai ki Tāmaki,Ngāti Hako,Te Ākitai Waiohua | 1.76 | 2 |  |  |  | no | 5 | 1 | 1 | CCTV NOT Available or Over 30 Years Old & Soil Type Available | 2.4193 | 2 | 2 | 5 | 1 |  | 1 |  | 1.5 | 0.77 | 0.041348 | Modelled Flow Data Used & Depth Available | 251.7034 | 5
3082 | 3343 | 909260 | 10090119 | 194588 | DSECB | East Coast Bays Branch Sewer TS7 | Gravity | Pipe | Buried | OP | CONC | None | 1965-01-01 |  |  | dwg | NI | Transmission | Legacy | 2 |  |  | 4 | 724 | [5 empty] | 64533 | NA |  | 184.75 |  | WSL |  | Te Kawerau a Maki,Ngāti Whātua,Ngāti Maru,Ngāti Whātua o Ōrākei,Ngāti Tamaoho,Ngāti Manuhiri,Te Patukirikiri,Ngāti Whanaunga,Ngāti Tamaterā,Ngāti Pāoa,Ngāi Tai ki Tāmaki,Ngāti Hako,Te Ākitai Waiohua | 3 | 3 | 3 | 2016 | te puna wai | no | 5 | 1 | 2 | CCTV Available (0-10 Years Old) & Soil Type Available | 2.4168 | 2 | 3 | 3 | 1 |  | 1 |  | 1.5 | 0.645 | 0.15544 | Modelled Flow Data Used & Depth Available | 184.7467 | 9
891 | 941 | 17271 | 10005073 | 193705 | DSBBH | Bucklands Beach Branch | Gravity | Pipe | Bridged | OP | CONC | None | 1996-06-30 | 13.62 | 13.58 | dwg | HI | Transmission | Legacy | 2 |  |  | 4 | 600 | [5 empty] | 74591 | NA |  | 13.84 |  | WSL |  | Waikato,Ngāti Maru,Ngāti Tamaoho,Te Patukirikiri,Ngāti Whanaunga,Ngāti Tamaterā,Ngāti Pāoa,Ngāi Tai ki Tāmaki,Ngāti Hako,Te Ākitai Waiohua | 2 | 2 | 2 | 2018 | te puna wai | no | 1 | 1 | 1 | CCTV Available (0-10 Years Old) & Soil Type Not Available | 2.4165 | 2 | 2 | 5 | 1 |  | 1 |  | 1.5 | 0.77 | 0.033267 | Modelled Flow Data Used & Depth Available | 13.8422 | 5
3571 | 3844 | 942603 | 10088155 | 195231 | DSLGB | Long Bay Branch Sewer TS31 | Gravity | Pipe | Buried | OP | PE | None | 2011-04-21 | 4.8 | 4.73 | dwg | NI | Transmission | R0002755 | 2 |  |  | 4 | 600 | [5 empty] | 64986 | NA |  | 10.74 |  | WSL |  | Te Kawerau a Maki,Ngāti Whātua,Ngāti Maru,Ngāti Whātua o Ōrākei,Ngāti Tamaoho,Ngāti Manuhiri,Te Patukirikiri,Ngāti Whanaunga,Ngāti Tamaterā,Ngāti Pāoa,Ngāi Tai ki Tāmaki,Ngāti Hako,Te Ākitai Waiohua | 1.59 | 2 |  |  |  | no | 3 | 3 | 1 | CCTV NOT Available or Over 30 Years Old & Soil Type Not Available | 2.4161 | 2 | 2 | 3 | 1 |  | 1 |  | 5 | 0.765 | 0.052833 | Modelled Flow Data Used & Depth Available | 10.7393 | 5
3282 | 3548 | 926168 | 10090114 | 194116 | DSECB | East Coast Bays Branch Sewer TS7 | Gravity | Pipe | Buried | OP | CONC | None | 1965-01-01 |  |  | dwg | NI | Transmission | Legacy | 2 |  |  | 4 | 724 | [5 empty] | 64528 | NA |  | 108.34 |  | WSL |  | Te Kawerau a Maki,Ngāti Whātua,Ngāti Maru,Ngāti Whātua o Ōrākei,Ngāti Tamaoho,Ngāti Manuhiri,Te Patukirikiri,Ngāti Whanaunga,Ngāti Tamaterā,Ngāti Pāoa,Ngāi Tai ki Tāmaki,Ngāti Hako,Te Ākitai Waiohua | 3 | 3 | 3 | 2016 | te puna wai | no | 5 | 1 | 2 | CCTV Available (0-10 Years Old) & Soil Type Available | 2.4159 | 2 | 3 | 3 | 1 |  | 1 |  | 1.5 | 0.645 | 0.15467 | Modelled Flow Data Used & Depth Available | 108.3438 | 9
3728 | 4003 | 910386 | 10090120 | 194313 | DSECB | East Coast Bays Branch Sewer TS7 | Gravity | Pipe | Buried | OP | CONC | None | 1965-01-01 |  |  | dwg | NI | Transmission | Legacy | 2 |  |  | 4 | 724 | ASBUILT | ASBUILT | ASBUILT | ASBUILT | CONS | 64534 | NA |  | 37.96 | ASBUILT | WSL |  | Te Kawerau a Maki,Ngāti Whātua,Ngāti Maru,Ngāti Whātua o Ōrākei,Ngāti Tamaoho,Ngāti Manuhiri,Te Patukirikiri,Ngāti Whanaunga,Ngāti Tamaterā,Ngāti Pāoa,Ngāi Tai ki Tāmaki,Ngāti Hako,Te Ākitai Waiohua | 2.27 | 2 | 2 | 2016 | te puna wai | no | 5 | 1 | 2 | CCTV Available (0-10 Years Old) & Soil Type Available | 2.4149 | 2 | 3 | 3 | 1 |  | 1 |  | 1.5 | 0.645 | 0.15391 | Modelled Flow Data Used & Depth Available | 37.9576 | 5
3310 | 3577 | 920067 | 10089543 | 194235 | DSBHV | Beach Haven Branch Sewer TS10 | Gravity | Pipe | Buried | OP | CLS | None | 2004-05-01 | 3.91 | 3.49 | dwg | NI | Transmission | Legacy | 2 |  |  | 4 | 675 | [5 empty] | 64196 | NA |  | 45.14 |  | WSL |  | Te Kawerau a Maki,Ngāti Whātua,Ngāti Maru,Ngāti Whātua o Ōrākei,Ngāti Tamaoho,Ngāti Manuhiri,Ngāti Whanaunga,Ngāti Tamaterā,Ngāti Pāoa,Ngāi Tai ki Tāmaki,Ngāti Hako,Te Ākitai Waiohua | 1 | 1 |  |  |  | no | 1 | 1 | 1 | CCTV NOT Available or Over 30 Years Old & Soil Type Available | 2.4126 | 2 | 2 | 3 | 1 |  | 1 |  | 5 | 0.765 | 0.042879 | Modelled Flow Data Used & Depth Available | 45.1439 | 2
3227 | 3491 | 918167 | 10089551 | 194237 | DSBHV | Beach Haven Branch Sewer TS10 | Gravity | Pipe | Buried | OP | PE | None | 2005-06-01 | 4.99 | 4.9 | dwg | NI | Transmission | Legacy | 2 |  |  | 4 | 710 | [5 empty] | 64204 | NA |  | 7.65 |  | WSL |  | Te Kawerau a Maki,Ngāti Whātua,Ngāti Maru,Ngāti Whātua o Ōrākei,Ngāti Tamaoho,Ngāti Manuhiri,Ngāti Whanaunga,Ngāti Tamaterā,Ngāti Pāoa,Ngāi Tai ki Tāmaki,Ngāti Hako,Te Ākitai Waiohua | 1 | 1 |  |  |  | no | 1 | 1 | 1 | CCTV NOT Available or Over 30 Years Old & Soil Type Available | 2.4121 | 2 | 2 | 3 | 1 |  | 1 |  | 5 | 0.765 | 0.041348 | Modelled Flow Data Used & Depth Available | 7.6502 | 2
691 | 724 | 16798 | 10005723 | 194649 | DSGLE | Glen Eden Branch | Gravity | Pipe | Buried | OP | CONC | None | 1965-06-30 | 12.69 | 12.56 | dwg | WI | Transmission | Legacy | 2 |  |  | 4 | 675 | [5 empty] | 75211 | NA |  | 33.19 |  | WSL |  | Te Kawerau a Maki,Ngāti Whātua,Ngāti Whātua o Ōrākei,Ngāti Tamaoho,Ngāti Tamaterā,Te Ākitai Waiohua | 2.33 | 2 | 2 | 2011 | te puna wai | no | 5 | 1 | 2 | CCTV Available (10-20 Years Old) & Soil Type Available | 2.4113 | 2 | 2 | 3 | 1 |  | 1 | Significant Ecological Area - SEA_T_4978 | 5 | 0.765 | 0.039255 | Modelled Flow Data Used & Depth Available | 33.1894 | 5
1507 | 1614 | 16903 | 10008489 | 197173 | DSSWN | Swanson Branch | Gravity | Pipe | Buried | OP | CONC | None | 1965-06-30 | 1.66 | 1.44 | dwg | WI | Transmission | Legacy | 2 |  |  | 4 | 750 | [5 empty] | 77755 | NA |  | 125.53 |  | WSL |  | Te Kawerau a Maki,Ngāti Whātua,Ngāti Whātua o Ōrākei,Ngāti Tamaoho,Ngāti Tamaterā,Te Ākitai Waiohua | 2.05 | 2 | 1 | 2009 | te puna wai | no | 5 | 1 | 2 | CCTV Available (10-20 Years Old) & Soil Type Available | 2.4113 | 2 | 2 | 3 | 1 |  | 1 |  | 5 | 0.765 | 0.039219 | Modelled Flow Data Used & Depth Available | 125.5297 | 5
1470 | 1570 | 17447 | 10099255 | 195626 | DSMAH | Mahia Branch | Gravity | Pipe | Buried | OP | CONC | None | 1971-06-30 |  |  | dwg | SI | Transmission | Legacy | 2 |  |  | 4 | 1200 | [5 empty] | 75692 | NA |  | 4.9 |  | WSL |  | Waikato,Ngāti Maru,Ngāti Tamaoho,Ngāti Whanaunga,Ngāti Tamaterā,Ngāti Pāoa,Ngāi Tai ki Tāmaki,Ngāti Hako,Te Ākitai Waiohua | 2.67 | 3 |  |  |  | no | 5 | 3 | 2 | CCTV NOT Available or Over 30 Years Old & Soil Type Available | 2.4113 | 2 | 2 | 5 | 1 |  | 1 |  | 1.5 | 0.77 | 0.018326 | Modelled Flow Data Used & Depth Available | 4.901 | 9
1506 | 1613 | 16904 | 10008490 | 196909 | DSSWN | Swanson Branch | Gravity | Pipe | Buried | OP | CONC | None | 1965-06-30 | 1.86 | 1.66 | dwg | WI | Transmission | Legacy | 2 |  |  | 4 | 750 | [5 empty] | 77756 | NA |  | 116.68 |  | WSL |  | Te Kawerau a Maki,Ngāti Whātua,Ngāti Whātua o Ōrākei,Ngāti Tamaoho,Ngāti Tamaterā,Te Ākitai Waiohua | 2.33 | 2 | 2 | 2009 | te puna wai | no | 5 | 1 | 2 | CCTV Available (10-20 Years Old) & Soil Type Available | 2.4113 | 2 | 2 | 3 | 1 |  | 1 |  | 5 | 0.765 | 0.039165 | Modelled Flow Data Used & Depth Available | 116.677 | 5
1505 | 1612 | 16905 | 10008491 | 197573 | DSSWN | Swanson Branch | Gravity | Pipe | Buried | OP | CONC | None | 1965-06-30 | 2.06 | 1.89 | dwg | WI | Transmission | Legacy | 2 |  |  | 4 | 750 | [5 empty] | 77757 | NA |  | 102.39 |  | WSL |  | Te Kawerau a Maki,Ngāti Whātua,Ngāti Whātua o Ōrākei,Ngāti Tamaoho,Ngāti Tamaterā,Te Ākitai Waiohua | 2.33 | 2 | 2 | 2009 | te puna wai | no | 5 | 1 | 2 | CCTV Available (10-20 Years Old) & Soil Type Available | 2.4113 | 2 | 2 | 3 | 1 |  | 1 |  | 5 | 0.765 | 0.039116 | Modelled Flow Data Used & Depth Available | 102.3901 | 5
2787 | 3034 | 302873 | 10072243 | 195788 | DSMAN | Manurewa Branch | Gravity | Pipe | Buried | OP | CONC | None | 2010-06-01 | 1 | 0.8 | 0.1s | SI | Transmission | DC10048 | 2 |  |  | 4 | 600 | [5 empty] | 75712 | NA |  | 54.5 |  | WSL |  | Waikato,Ngāti Maru,Ngāti Tamaoho,Ngāti Whanaunga,Ngāti Tamaterā,Ngāti Pāoa,Ngāi Tai ki Tāmaki,Ngāti Hako,Te Ākitai Waiohua | 1.59 | 2 |  |  | CCTV app | yes | 3 | 3 | 1 | CCTV NOT Available or Over 30 Years Old & Soil Type Available | 2.4107 | 2 | 2 | 3 | 1 |  | 1 |  | 5 | 0.765 | 0.037559 | Modelled Flow Data Used & Depth Available | 54.4982 | 5
1698 | 1851 | 16768 | 10009193 | 197260 | DSWHE | Whenuapai Branch | Gravity | Pipe | Buried | OP | CONC | None | 1973-06-30 | 6.95 | 6.94 | dwg | WI | Transmission | Legacy | 2 |  |  | 4 | 600 | [5 empty] | 78279 | NA |  | 5.97 |  | WSL |  | Te Kawerau a Maki,Ngāti Whātua,Ngāti Maru,Ngāti Whātua o Kaipara,Ngāti Whātua o Ōrākei,Ngāti Tamaoho,Ngāti Tamaterā,Ngāti Hako,Te Ākitai Waiohua | 2 | 2 | 2 | 2017 | CCTV Footage Review Log South_Latest.xls | no | 1 | 1 | 2 | CCTV Available (0-10 Years Old) & Soil Type Available | 2.4102 | 2 | 2 | 3 | 1 |  | 1 | Significant Ecological Area - SEA_T_4661 | 5 | 0.765 | 0.03604 | Modelled Flow Data Used & Depth Available | 5.9686 | 5
2357 | 2568 | 14912 | 10006780 | 196205 | DSONE | Onehunga Branch | Gravity | Pipe | Buried | OP | CONC | None | 1962-06-30 | 14.02 | 13.76 | dwg | WI | Transmission | Legacy | 2 |  |  | 4 | 675 | [5 empty] | 76093 | NA |  | 89.76 |  | WSL |  | Waikato,Te Kawerau a Maki,Ngāti Whātua,Ngāti Maru,Ngāti Whātua o Ōrākei,Ngāti Tamaoho,Ngāti Tamaterā,Ngāti Pāoa,Ngāi Tai ki Tāmaki,Ngāti Hako,Te Ākitai Waiohua | 2.24 | 2 | 2 | 2021 | CCTV Footage Review Log South_Latest.xls | yes | 1 | 1 | 3 | CCTV Available (0-10 Years Old) & Soil Type Available | 2.4102 | 2 | 2 | 3 | 1 |  | 1 | Aquifer - Onehunga Volcanic Aquifer | 5 | 0.765 | 0.036008 | Modelled Flow Data Used & Depth Available | 89.7592 | 5
2272 | 2483 | 16581 | 10008889 | 197709 | DSTIT | Titirangi Branch | Gravity | Pipe | Buried | OP | CONC | None | 1964-06-30 | 8.37 | 8.08 | dwg | WI | Transmission | Legacy | 2 |  |  | 4 | 600 | [5 empty] | 78036 | NA |  | 43.93 |  | WSL |  | Waikato,Te Kawerau a Maki,Ngāti Whātua,Ngāti Whātua o Ōrākei,Ngāti Tamaoho,Ngāti Tamaterā,Ngāi Tai ki Tāmaki,Te Ākitai Waiohua | 1.92 | 2 |  |  |  | no | 1 | 3 | 2 | CCTV NOT Available or Over 30 Years Old & Soil Type Available | 2.4097 | 2 | 2 | 3 | 1 |  | 1 |  | 5 | 0.765 | 0.034673 | Modelled Flow Data Used & Depth Available | 43.9341 | 5
2273 | 2484 | 16582 | 10008888 | 197116 | DSTIT | Titirangi Branch | Gravity | Pipe | Buried | OP | CONC | None | 1964-06-30 | 8.08 | 7.46 | dwg | WI | Transmission | Legacy | 2 |  |  | 4 | 600 | [5 empty] | 78035 | NA |  | 147.31 |  | WSL |  | Waikato,Te Kawerau a Maki,Ngāti Whātua,Ngāti Whātua o Ōrākei,Ngāti Tamaoho,Ngāti Tamaterā,Ngāi Tai ki Tāmaki,Te Ākitai Waiohua | 3 | 3 | 3 | 2002 | te puna wai | no | 1 | 3 | 2 | CCTV Available (20-30 Years Old) & Soil Type Available | 2.4095 | 2 | 2 | 3 | 1 |  | 1 |  | 5 | 0.765 | 0.034165 | Modelled Flow Data Used & Depth Available | 147.3147 | 9
2356 | 2567 | 14913 | 10006781 | 195827 | DSONE | Onehunga Branch | Gravity | Pipe | Buried | OP | CONC | None | 1962-06-30 | 14.38 | 14.02 | dwg | WI | Transmission | Legacy | 2 |  |  | 4 | 600 | [5 empty] | 76094 | NA |  | 93.71 |  | WSL |  | Waikato,Te Kawerau a Maki,Ngāti Whātua,Ngāti Maru,Ngāti Whātua o Ōrākei,Ngāti Tamaoho,Ngāti Tamaterā,Ngāti Pāoa,Ngāi Tai ki Tāmaki,Ngāti Hako,Te Ākitai Waiohua | 2.24 | 2 | 2 | 2021 | CCTV Footage Review Log South_Latest.xls | yes | 1 | 1 | 3 | CCTV Available (0-10 Years Old) & Soil Type Available | 2.4095 | 2 | 2 | 3 | 1 |  | 1 | Aquifer - Onehunga Volcanic Aquifer | 5 | 0.765 | 0.034068 | Modelled Flow Data Used & Depth Available | 93.7052 | 5
2355 | 2566 | 14914 | 10006782 | 196355 | DSONE | Onehunga Branch | Gravity | Pipe | Buried | OP | CONC | None | 1962-06-30 | 14.7 | 14.38 | dwg | WI | Transmission | Legacy | 2 |  |  | 4 | 600 | [5 empty] | 76095 | NA |  | 89.14 |  | WSL |  | Waikato,Te Kawerau a Maki,Ngāti Whātua,Ngāti Maru,Ngāti Whātua o Ōrākei,Ngāti Tamaoho,Ngāti Tamaterā,Ngāti Pāoa,Ngāi Tai ki Tāmaki,Ngāti Hako,Te Ākitai Waiohua | 2.24 | 2 | 2 | 2021 | CCTV Footage Review Log South_Latest.xls | yes | 1 | 1 | 3 | CCTV Available (0-10 Years Old) & Soil Type Available | 2.4095 | 2 | 2 | 3 | 1 |  | 1 | Aquifer - Onehunga Volcanic Aquifer | 5 | 0.765 | 0.034055 | Modelled Flow Data Used & Depth Available | 89.1391 | 5
2354 | 2565 | 14915 | 10006783 | 195678 | DSONE | Onehunga Branch | Gravity | Pipe | Buried | OP | CONC | None | 1962-06-30 | 15.03 | 14.7 | dwg | WI | Transmission | Legacy | 2 |  |  | 4 | 600 | [5 empty] | 76096 | NA |  | 95.76 |  | WSL |  | Waikato,Te Kawerau a Maki,Ngāti Whātua,Ngāti Maru,Ngāti Whātua o Ōrākei,Ngāti Tamaoho,Ngāti Tamaterā,Ngāti Pāoa,Ngāi Tai ki Tāmaki,Ngāti Hako,Te Ākitai Waiohua | 2.24 | 2 | 2 | 2021 | CCTV Footage Review Log South_Latest.xls | yes | 1 | 1 | 3 | CCTV Available (0-10 Years Old) & Soil Type Available | 2.4094 | 2 | 2 | 3 | 1 |  | 1 | Aquifer - Onehunga Volcanic Aquifer | 5 | 0.765 | 0.033859 | Modelled Flow Data Used & Depth Available | 95.7578 | 5
1059 | 1119 | 16574 | 10008887 | 197311 | DSTIT | Titirangi Branch | Gravity | Pipe | Buried | OP | CONC | None | 1964-06-30 | 7.46 | 6.78 | dwg | WI | Transmission | Legacy | 2 |  |  | 4 | 600 | [5 empty] | 78034 | NA |  | 166.84 |  | WSL |  | Waikato,Te Kawerau a Maki,Ngāti Whātua,Ngāti Whātua o Ōrākei,Ngāti Tamaoho,Ngāti Tamaterā,Ngāi Tai ki Tāmaki,Te Ākitai Waiohua | 2 | 2 | 2 | 2011 | te puna wai | no | 1 | 3 | 2 | CCTV Available (10-20 Years Old) & Soil Type Available | 2.4094 | 2 | 2 | 3 | 1 |  | 1 |  | 5 | 0.765 | 0.03383 | Modelled Flow Data Used & Depth Available | 166.8414 | 5
893 | 943 | 16356 | 10005070 | 193897 | DSBBH | Bucklands Beach Branch | Gravity | Pipe | Buried | OP | CONC | None | 1966-06-30 | 13.45 | 13.26 | dwg | HI | Transmission | Legacy | 2 |  |  | 4 | 600 | [5 empty] | 74589 | NA |  | 62.94 |  | WSL |  | Waikato,Ngāti Maru,Ngāti Tamaoho,Te Patukirikiri,Ngāti Whanaunga,Ngāti Tamaterā,Ngāti Pāoa,Ngāi Tai ki Tāmaki,Ngāti Hako,Te Ākitai Waiohua | 2 | 2 | 2 | 2018 | te puna wai | no | 1 | 1 | 2 | CCTV Available (0-10 Years Old) & Soil Type Available | 2.4092 | 2 | 2 | 3 | 1 |  | 1 |  | 5 | 0.765 | 0.033309 | Modelled Flow Data Used & Depth Available | 62.9411 | 5
2271 | 2482 | 16580 | 10008890 | 197514 | DSTIT | Titirangi Branch | Gravity | Pipe | Buried | OP | CONC | None | 1964-06-30 | 8.84 | 8.37 | dwg | WI | Transmission | Legacy | 2 |  |  | 4 | 600 | [5 empty] | 78038 | NA |  | 106.79 |  | WSL |  | Waikato,Te Kawerau a Maki,Ngāti Whātua,Ngāti Whātua o Ōrākei,Ngāti Tamaoho,Ngāti Tamaterā,Ngāi Tai ki Tāmaki,Te Ākitai Waiohua | 2.48 | 2 | 2 | 2010 | te puna wai | no | 5 | 3 | 2 | CCTV Available (10-20 Years Old) & Soil Type Available | 2.4092 | 2 | 2 | 3 | 1 |  | 1 |  | 5 | 0.765 | 0.033161 | Modelled Flow Data Used & Depth Available | 106.7916 | 5
2269 | 2480 | 16578 | 10008892 | 197117 | DSTIT | Titirangi Branch | Gravity | Pipe | Buried | OP | CONC | None | 1964-06-30 | 10.77 | 9.73 | dwg | WI | Transmission | Legacy | 2 |  |  | 4 | 600 | [5 empty] | 78040 | NA |  | 121.45 |  | WSL |  | Waikato,Te Kawerau a Maki,Ngāti Whātua,Ngāti Whātua o Ōrākei,Ngāti Tamaoho,Ngāti Tamaterā,Ngāi Tai ki Tāmaki,Te Ākitai Waiohua | 3 | 3 | 3 | 2002 | te puna wai | no | 1 | 3 | 2 | CCTV Available (20-30 Years Old) & Soil Type Available | 2.4089 | 2 | 2 | 3 | 1 |  | 1 |  | 5 | 0.765 | 0.032244 | Modelled Flow Data Used & Depth Available | 121.4507 | 9
2270 | 2481 | 16579 | 10008891 | 197312 | DSTIT | Titirangi Branch | Gravity | Pipe | Buried | OP | CONC | None | 1964-06-30 | 9.73 | 8.84 | dwg | WI | Transmission | Legacy | 2 |  |  | 4 | 600 | [5 empty] | 78039 | NA |  | 103.16 |  | WSL |  | Waikato,Te Kawerau a Maki,Ngāti Whātua,Ngāti Whātua o Ōrākei,Ngāti Tamaoho,Ngāti Tamaterā,Ngāi Tai ki Tāmaki,Te Ākitai Waiohua | 2 | 2 | 2 | 2010 | te puna wai | no | 1 | 3 | 2 | CCTV Available (10-20 Years Old) & Soil Type Available | 2.4088 | 2 | 2 | 3 | 1 |  | 1 |  | 5 | 0.765 | 0.032035 | Modelled Flow Data Used & Depth Available | 103.1602 | 5
2267 | 2478 | 16576 | 10008894 | 197515 | DSTIT | Titirangi Branch | Gravity | Pipe | Buried | OP | CONC | None | 1964-06-30 | 11.92 | 11.28 | dwg | WI | Transmission | Legacy | 2 |  |  | 4 | 600 | [5 empty] | 78042 | NA |  | 89.33 |  | WSL |  | Waikato,Te Kawerau a Maki,Ngāti Whātua,Ngāti Whātua o Ōrākei,Ngāti Tamaoho,Ngāti Tamaterā,Ngāi Tai ki Tāmaki,Te Ākitai Waiohua | 3 | 3 | 3 | 2001 | te puna wai | no | 1 | 3 | 2 | CCTV Available (20-30 Years Old) & Soil Type Available | 2.4087 | 2 | 2 | 3 | 1 |  | 1 |  | 5 | 0.765 | 0.031778 | Modelled Flow Data Used & Depth Available | 89.3269 | 9
2268 | 2479 | 16577 | 10008893 | 197710 | DSTIT | Titirangi Branch | Gravity | Pipe | Buried | OP | CONC | None | 1964-06-30 | 11.28 | 10.77 | dwg | WI | Transmission | Legacy | 2 |  |  | 4 | 600 | [5 empty] | 78041 | NA |  | 79.77 |  | WSL |  | Waikato,Te Kawerau a Maki,Ngāti Whātua,Ngāti Whātua o Ōrākei,Ngāti Tamaoho,Ngāti Tamaterā,Ngāi Tai ki Tāmaki,Te Ākitai Waiohua | 3 | 3 | 3 | 2002 | te puna wai | no | 1 | 3 | 2 | CCTV Available (20-30 Years Old) & Soil Type Available | 2.4086 | 2 | 2 | 3 | 1 |  | 1 |  | 5 | 0.765 | 0.031601 | Modelled Flow Data Used & Depth Available | 79.7692 | 9
2587 | 2810 | 15909 | 10009501 | 197388 | DSWIR | Wiri Branch | Gravity | Pipe | Buried | OP | CONC | None | 1965-06-30 | 14.6 | 14.53 | dwg | SI | Transmission | Legacy | 2 |  |  | 4 | 600 | [5 empty] | 78566 | NA |  | 26.47 |  | WSL |  | Waikato,Te Kawerau a Maki,Ngāti Maru,Ngāti Tamaoho,Ngāti Whanaunga,Ngāti Tamaterā,Ngāi Tai ki Tāmaki,Ngāti Hako,Te Ākitai Waiohua | 2.33 | 2 | 2 | 2004 | te puna wai | no | 5 | 1 | 2 | CCTV Available (10-20 Years Old) & Soil Type Available | 2.4085 | 2 | 2 | 3 | 1 |  | 1 |  | 5 | 0.765 | 0.031189 | Modelled Flow Data Used & Depth Available | 26.4703 | 5
2266 | 2477 | 16575 | 10008895 | 197313 | DSTIT | Titirangi Branch | Gravity | Pipe | Buried | OP | CONC | None | 1966-06-30 | 12.39 | 11.92 | dwg | WI | Transmission | Legacy | 2 |  |  | 4 | 600 | [5 empty] | 78043 | NA |  | 68.92 |  | WSL |  | Waikato,Te Kawerau a Maki,Ngāti Whātua,Ngāti Whātua o Ōrākei,Ngāti Tamaoho,Ngāti Tamaterā,Ngāi Tai ki Tāmaki,Te Ākitai Waiohua | 3 | 3 | 3 | 2001 | te puna wai | no | 1 | 3 | 2 | CCTV Available (20-30 Years Old) & Soil Type Available | 2.4083 | 2 | 2 | 3 | 1 |  | 1 |  | 5 | 0.765 | 0.030745 | Modelled Flow Data Used & Depth Available | 68.9157 | 9
2582 | 2805 | 15914 | 10009470 | 197992 | DSWIR | Wiri Branch | Gravity | Pipe | Buried | OP | CONC | None | 1971-06-30 | 17.27 | 16.67 | dwg | SI | Transmission | Legacy | 2 |  |  | 4 | 675 | [5 empty] | 78571 | NA |  | 168.6 |  | WSL |  | Waikato,Te Kawerau a Maki,Ngāti Maru,Ngāti Tamaoho,Ngāti Whanaunga,Ngāti Tamaterā,Ngāti Pāoa,Ngāi Tai ki Tāmaki,Ngāti Hako,Te Ākitai Waiohua | 2.33 | 2 | 2 | 2004 | te puna wai | no | 5 | 1 | 2 | CCTV Available (10-20 Years Old) & Soil Type Available | 2.4083 | 2 | 2 | 3 | 1 |  | 1 |  | 5 | 0.765 | 0.030703 | Modelled Flow Data Used & Depth Available | 168.5957 | 5
2581 | 2804 | 15915 | 10009471 | 197776 | DSWIR | Wiri Branch | Gravity | Pipe | Buried | OP | CONC | None | 1971-06-30 | 17.9 | 17.27 | dwg | SI | Transmission | Legacy | 2 |  |  | 4 | 600 | [5 empty] | 78572 | NA |  | 95.52 |  | WSL |  | Waikato,Te Kawerau a Maki,Ngāti Maru,Ngāti Tamaoho,Ngāti Whanaunga,Ngāti Tamaterā,Ngāti Pāoa,Ngāi Tai ki Tāmaki,Ngāti Hako,Te Ākitai Waiohua | 2.33 | 2 | 2 | 2004 | te puna wai | no | 5 | 1 | 2 | CCTV Available (10-20 Years Old) & Soil Type Available | 2.4083 | 2 | 2 | 3 | 1 |  | 1 |  | 5 | 0.765 | 0.030639 | Modelled Flow Data Used & Depth Available | 95.5224 | 5
3912 | 4190 | 922793 | 10090121 | 194440 | DSECB | East Coast Bays Branch Sewer TS7 | Gravity | Pipe | Buried | OP | CONC | None | 1965-01-01 |  |  | dwg | NI | Transmission | Legacy | 2 |  |  | 4 | 724 | ASBUILT | ASBUILT | ASBUILT | ASBUILT | CONS | 64535 | NA |  | 34.42 | ASBUILT | WSL |  | Te Kawerau a Maki,Ngāti Whātua,Ngāti Maru,Ngāti Whātua o Ōrākei,Ngāti Tamaoho,Ngāti Manuhiri,Te Patukirikiri,Ngāti Whanaunga,Ngāti Tamaterā,Ngāti Pāoa,Ngāi Tai ki Tāmaki,Ngāti Hako,Te Ākitai Waiohua | 3 | 3 | 3 | 2016 | te puna wai | no | 5 | 1 | 2 | CCTV Available (0-10 Years Old) & Soil Type Available | 2.408 | 2 | 3 | 3 | 1 |  | 1 |  | 1.5 | 0.645 | 0.14855 | Modelled Flow Data Used & Depth Available | 34.4242 | 9
4621 | 733872 | 16734 | 10006127 | 195421 | DSHNV | Henderson Valley Branch | Gravity | Pipe | Buried | OP | CONC | None | 1961-06-30 | 3.79 | 3.52 | dwg | WI | Transmission | Legacy | 2 |  |  |  | 675 | [8 empty] | 82.41 |  | WSL |  | Te Kawerau a Maki,Ngāti Whātua,Ngāti Whātua o Ōrākei,Ngāti Tamaoho,Ngāti Tamaterā,Te Ākitai Waiohua | 2.36 | 2 | 2 | 2017 | te puna wai | no | 1 | 3 | 3 | CCTV Available (0-10 Years Old) & Soil Type Available | 2.4064 | 2 | 2 | 3 | 1 |  | 1 |  | 5 | 0.765 | 0.025282 | Modelled Flow Data Used & Depth Available | 82.4137 | 5
3347 | 3615 | 925787 | 10090129 | 194442 | DSECB | East Coast Bays Branch Sewer TS7 | Gravity | Pipe | Buried | OP | CONC | None | 1965-01-01 |  |  | dwg | NI | Transmission | Legacy | 2 |  |  | 4 | 724 | ASBUILT | ASBUILT | ASBUILT | ASBUILT | CONS | 64544 | NA |  | 130.51 | ASBUILT | WSL |  | Te Kawerau a Maki,Ngāti Whātua,Ngāti Maru,Ngāti Whātua o Ōrākei,Ngāti Tamaoho,Ngāti Manuhiri,Te Patukirikiri,Ngāti Whanaunga,Ngāti Tamaterā,Ngāti Pāoa,Ngāi Tai ki Tāmaki,Ngāti Hako,Te Ākitai Waiohua | 3 | 3 | 3 | 2016 | te puna wai | no | 5 | 1 | 2 | CCTV Available (0-10 Years Old) & Soil Type Available | 2.4051 | 2 | 3 | 3 | 1 |  | 1 |  | 1.5 | 0.645 | 0.14625 | Modelled Flow Data Used & Depth Available | 130.512 | 9
3880 | 4157 | 926006 | 10090126 | 194125 | DSECB | East Coast Bays Branch Sewer TS7 | Gravity | Pipe | Buried | OP | CONC | None | 1990-01-01 |  |  | dwg | NI | Transmission | Legacy | 2 |  |  | 4 | 724 | [5 empty] | 64541 | NA |  | 2.21 |  | WSL |  | Te Kawerau a Maki,Ngāti Whātua,Ngāti Maru,Ngāti Whātua o Ōrākei,Ngāti Tamaoho,Ngāti Manuhiri,Te Patukirikiri,Ngāti Whanaunga,Ngāti Tamaterā,Ngāti Pāoa,Ngāi Tai ki Tāmaki,Ngāti Hako,Te Ākitai Waiohua | 2 | 2 | 2 | 2016 | te puna wai | no | 5 | 1 | 1 | CCTV Available (0-10 Years Old) & Soil Type Available | 2.4051 | 2 | 3 | 3 | 1 |  | 1 |  | 1.5 | 0.645 | 0.14625 | Modelled Flow Data Used & Depth Available | 2.2072 | 5
1458 | 1558 | 28097 | 10009067 | 197904 | DSTSE | Tamaki South East Branch | Gravity | Pipe | Buried | OP | CONC | None | 2005-03-01 | 17.81 | 17.56 | 0.1s | TE | Transmission | DC07051 | 2 |  |  | 4 | 675 | [5 empty] | 78163 | NA |  | 75.42 |  | WSL |  | Waikato,Ngāti Maru,Ngāti Tamaoho,Ngāti Whanaunga,Ngāti Tamaterā,Ngāti Pāoa,Ngāi Tai ki Tāmaki,Ngāti Hako,Te Ākitai Waiohua | 1.21 | 1 |  |  |  | no | 1 | 3 | 1 | CCTV NOT Available or Over 30 Years Old & Soil Type Available | 2.405 | 2 | 2 | 3 | 1 |  | 1 |  | 5 | 0.765 | 0.021418 | Modelled Flow Data Used & Depth Available | 75.4163 | 2
1269 | 1358 | 16761 | 10009176 | 197256 | DSWHE | Whenuapai Branch | Gravity | Pipe | In Tunnel | OP | CONC | None | 1965-06-30 | 2.43 | 2.26 | dwg | WI | Transmission | Legacy | 2 |  |  | 4 | 750 | [5 empty] | 78267 | NA |  | 68.82 |  | WSL |  | Te Kawerau a Maki,Ngāti Whātua,Ngāti Whātua o Ōrākei,Ngāti Tamaoho,Ngāti Tamaterā,Te Ākitai Waiohua | 2 | 2 | 2 | 2017 | CCTV Footage Review Log South_Latest.xls | no | 1 | 1 | 2 | CCTV Available (0-10 Years Old) & Soil Type Available | 2.405 | 2 | 2 | 3 | 1 |  | 1 |  | 5 | 0.765 | 0.021386 | Modelled Flow Data Used & Depth Available | 68.8239 | 5
3882 | 4159 | 926764 | 10088555 | 196143 | DSOTV | Oteha Valley Branch Sewer TS27 | Gravity | Pipe | Bridged | OP | CONC | None | 1989-01-01 |  |  | dwg | NI | Transmission | Legacy | 2 |  |  | 4 | 440 | [5 empty] | 65244 | NA |  | 12.34 |  | WSL |  | Te Kawerau a Maki,Ngāti Whātua,Ngāti Maru,Ngāti Whātua o Kaipara,Ngāti Whātua o Ōrākei,Ngāti Tamaoho,Ngāti Manuhiri,Ngāti Whanaunga,Ngāti Tamaterā,Ngāti Pāoa,Ngāi Tai ki Tāmaki,Ngāti Hako,Te Ākitai Waiohua | 1 | 1 | 1 | 2018 | te puna wai | no | 1 | 1 | 1 | CCTV Available (0-10 Years Old) & Soil Type Not Available | 2.405 | 2 | 1 | 5 | 1 |  | 1 |  | 1.5 | 0.77 | 0 | Modelled Flow Data Used & Depth Available | 12.3422 | 2
3206 | 3470 | 917295 | 10088546 | 196344 | DSOTV | Oteha Valley Branch Sewer TS27 | Gravity | Pipe | Bridged | OP | CONC | None | 1989-01-01 |  |  | dwg | NI | Transmission | Legacy | 2 |  |  | 4 | 440 | [5 empty] | 65235 | NA |  | 4.23 |  | WSL |  | Te Kawerau a Maki,Ngāti Whātua,Ngāti Maru,Ngāti Whātua o Kaipara,Ngāti Whātua o Ōrākei,Ngāti Tamaoho,Ngāti Manuhiri,Ngāti Whanaunga,Ngāti Tamaterā,Ngāti Pāoa,Ngāi Tai ki Tāmaki,Ngāti Hako,Te Ākitai Waiohua | 2 | 2 | 2 | 2018 | te puna wai | no | 1 | 1 | 1 | CCTV Available (0-10 Years Old) & Soil Type Not Available | 2.405 | 2 | 1 | 5 | 1 |  | 1 |  | 1.5 | 0.77 | 0 | Modelled Flow Data Used & Depth Available | 4.2307 | 5
2488 | 2706 | 40481 | 10006556 | 196074 | DSMSE | Mangere South East Branch | Gravity | Pipe | Buried | OP | CONC | None | 2009-05-05 | 6.19 | 6 | 0.1s | EI | Transmission | DC09028 | 2 |  |  | 4 | 630 | [5 empty] | 75888 | NA |  | 118.3 |  | WSL |  | Waikato,Te Kawerau a Maki,Ngāti Maru,Ngāti Whātua o Ōrākei,Ngāti Tamaoho,Ngāti Tamaterā,Ngāi Tai ki Tāmaki,Ngāti Hako,Te Ākitai Waiohua | 1.54 | 2 | 1 | 2010 | te puna wai | no | 5 | 1 | 1 | CCTV Available (10-20 Years Old) & Soil Type Available | 2.4049 | 2 | 2 | 3 | 1 |  | 1 |  | 5 | 0.765 | 0.021041 | Modelled Flow Data Used & Depth Available | 118.2956 | 5
2486 | 2703 | 40455 | 10006555 | 195376 | DSMSE | Mangere South East Branch | Gravity | Pipe | Buried | OP | CONC | None | 2009-05-05 | 6 | 5.8 | 0.1s | EI | Transmission | DC09028 | 2 |  |  | 4 | 630 | [5 empty] | 75887 | NA |  | 125.29 |  | WSL |  | Waikato,Te Kawerau a Maki,Ngāti Maru,Ngāti Whātua o Ōrākei,Ngāti Tamaoho,Ngāti Tamaterā,Ngāi Tai ki Tāmaki,Ngāti Hako,Te Ākitai Waiohua | 1.54 | 2 | 1 | 2010 | te puna wai | no | 5 | 1 | 1 | CCTV Available (10-20 Years Old) & Soil Type Available | 2.4048 | 2 | 2 | 3 | 1 |  | 1 |  | 5 | 0.765 | 0.020829 | Modelled Flow Data Used & Depth Available | 125.2882 | 5
2025 | 2218 | 15568 | 10004327 | 193183 | DSB06 | Branch 6 Coxs Creek | Gravity | Pipe | Bridged | OP | CONC | None | 1913-06-30 | 7.22 | 6.55 | dwg | OM | Transmission | Legacy | 2 |  |  | 4 | 300 | [5 empty] | 74113 | NA |  | 38.31 |  | WSL |  | Te Kawerau a Maki,Ngāti Whātua,Ngāti Maru,Ngāti Whātua o Ōrākei,Ngāti Tamaoho,Ngāti Tamaterā,Ngāi Tai ki Tāmaki,Ngāti Hako,Te Ākitai Waiohua | 3.05 | 3 | 2 | 2018 | CCTV Footage Review Log South_Latest.xls | no | 1 | 1 | 5 | CCTV Available (0-10 Years Old) & Soil Type Not Available | 2.4044 | 2 | 1 | 5 | 1 |  | 1 |  | 1.5 | 0.77 | 0.0015186 | Modelled Flow Data Used & Depth Available | 38.3068 | 9
933 | 985 | 15320 | 10004878 | 193877 | DSB7A | Branch 7A Morningside | Gravity | Pipe | Buried | OP | CONC | CIP | 1912-06-30 | 30.95 | 30.73 | dwg | OM | Transmission | Legacy | 2 |  |  | 4 | 675 | [5 empty] | 74455 | NA |  | 95.19 |  | WSL |  | Waikato,Te Kawerau a Maki,Ngāti Whātua,Ngāti Maru,Ngāti Whātua o Ōrākei,Ngāti Tamaoho,Ngāti Tamaterā,Ngāi Tai ki Tāmaki,Ngāti Hako,Te Ākitai Waiohua | 2 | 2 | 2 | 2017 | CCTV Footage Review Log South_Latest.xls | no | 1 | 1 | 1 | CCTV Available (0-10 Years Old) & Soil Type Available | 2.4041 | 2 | 2 | 3 | 1 |  | 1 | Aquifer - Western Springs Volcanic Aquifer | 5 | 0.765 | 0.018699 | Modelled Flow Data Used & Depth Available | 95.1874 | 5
3401 | 3672 | 926004 | 10090152 | 194321 | DSECB | East Coast Bays Branch Sewer TS7 | Gravity | Pipe | Buried | OP | CONC | None | 2008-07-04 | 1.04 | 0.74 | dwg | NI | Transmission | Legacy | 2 |  |  | 4 | 1050 | [5 empty] | 64568 | NA |  | 19.9 |  | WSL |  | Te Kawerau a Maki,Ngāti Whātua,Ngāti Maru,Ngāti Whātua o Ōrākei,Ngāti Tamaoho,Ngāti Manuhiri,Te Patukirikiri,Ngāti Whanaunga,Ngāti Tamaterā,Ngāti Pāoa,Ngāi Tai ki Tāmaki,Ngāti Hako,Te Ākitai Waiohua | 1 | 1 | 1 | 2016 | te puna wai | no | 1 | 1 | 1 | CCTV Available (0-10 Years Old) & Soil Type Available | 2.4041 | 2 | 3 | 4 | 1 |  | 1 |  | 1 | 0.69 | 0.098009 | Modelled Flow Data Used & Depth Available | 19.8965 | 2
2324 | 2535 | 15132 | 10004402 | 193449 | DSB07 | Branch 7 Arch Hill | Gravity | Pipe | Buried | OP | CONC | None | 1976-06-30 | 19.06 | 18.77 | dwg | OM | Transmission | Legacy | 2 |  |  | 4 | 600 | [5 empty] | 74175 | NA |  | 32.17 |  | WSL |  | Te Kawerau a Maki,Ngāti Whātua,Ngāti Maru,Ngāti Whātua o Ōrākei,Ngāti Tamaoho,Ngāti Tamaterā,Ngāi Tai ki Tāmaki,Ngāti Hako,Te Ākitai Waiohua | 2 | 2 | 2 | 2016 | te puna wai | no | 1 | 1 | 2 | CCTV Available (0-10 Years Old) & Soil Type Available | 2.404 | 2 | 2 | 3 | 1 |  | 1 |  | 5 | 0.765 | 0.018545 | Modelled Flow Data Used & Depth Available | 32.1732 | 5
2323 | 2534 | 15133 | 10004403 | 193604 | DSB07 | Branch 7 Arch Hill | Gravity | Pipe | Buried | OP | CONC | None | 1976-06-30 | 20.05 | 19.06 | dwg | OM | Transmission | Legacy | 2 |  |  | 4 | 600 | [5 empty] | 74176 | NA |  | 142.66 |  | WSL |  | Te Kawerau a Maki,Ngāti Whātua,Ngāti Maru,Ngāti Whātua o Ōrākei,Ngāti Tamaoho,Ngāti Tamaterā,Ngāti Pāoa,Ngāi Tai ki Tāmaki,Ngāti Hako,Te Ākitai Waiohua | 2 | 2 | 2 | 2016 | te puna wai | no | 1 | 1 | 2 | CCTV Available (0-10 Years Old) & Soil Type Available | 2.4039 | 2 | 2 | 3 | 1 |  | 1 |  | 5 | 0.765 | 0.018287 | Modelled Flow Data Used & Depth Available | 142.662 | 5
2322 | 2533 | 15148 | 10004404 | 193208 | DSB07 | Branch 7 Arch Hill | Gravity | Pipe | Buried | OP | CONC | None | 1976-06-30 | 20.6 | 20.05 | dwg | OM | Transmission | Legacy | 2 |  |  | 4 | 600 | [5 empty] | 74177 | NA |  | 74.66 |  | WSL |  | Te Kawerau a Maki,Ngāti Whātua,Ngāti Maru,Ngāti Whātua o Ōrākei,Ngāti Tamaoho,Ngāti Tamaterā,Ngāti Pāoa,Ngāi Tai ki Tāmaki,Ngāti Hako,Te Ākitai Waiohua | 2 | 2 | 2 | 2016 | te puna wai | no | 1 | 1 | 2 | CCTV Available (0-10 Years Old) & Soil Type Available | 2.4038 | 2 | 2 | 3 | 1 |  | 1 |  | 5 | 0.765 | 0.017773 | Modelled Flow Data Used & Depth Available | 74.6565 | 5
1788 | 1949 | 16735 | 10006129 | 195577 | DSHNV | Henderson Valley Branch | Gravity | Pipe | Buried | OP | CONC | None | 1961-06-30 | 4.23 | 3.97 | dwg | WI | Transmission | Legacy | 2 |  |  | 4 | 675 | [5 empty] | 75545 | NA |  | 109.54 |  | WSL |  | Te Kawerau a Maki,Ngāti Whātua,Ngāti Whātua o Ōrākei,Ngāti Tamaoho,Ngāti Tamaterā,Te Ākitai Waiohua | 2.36 | 2 | 2 | 2018 | te puna wai | no | 1 | 3 | 3 | CCTV Available (0-10 Years Old) & Soil Type Available | 2.4035 | 2 | 2 | 3 | 1 |  | 1 |  | 5 | 0.765 | 0.017078 | Modelled Flow Data Used & Depth Available | 109.5369 | 5
1594 | 1737 | 17223 | 10099229 | 193709 | DSB3C | Branch 3C Khyber Pass | Gravity | Pipe | Buried | OP | BRICK | None | 1927-06-30 | 13.29 |  | dwg | OM | Transmission | Legacy | 2 |  |  | 4 | 1500 | [5 empty] | 74397 | NA |  | 11.27 |  | WSL |  | Waikato,Te Kawerau a Maki,Ngāti Whātua,Ngāti Maru,Ngāti Whātua o Ōrākei,Ngāti Tamaoho,Te Patukirikiri,Ngāti Tamaterā,Ngāti Pāoa,Ngāi Tai ki Tāmaki,Ngāti Hako,Te Ākitai Waiohua | 2.79 | 3 |  |  |  | no | 3 | 1 | 3 | CCTV NOT Available or Over 30 Years Old & Soil Type Available | 2.4016 | 2 | 1 | 5 | 1 |  | 1 |  | 1.5 | 0.77 | 0.0084101 | Modelled Flow Data Used & Depth Available | 11.2683 | 9
3151 | 3413 | 916869 | 10087885 | 195133 | DSGRC | Greenhithe Central Branch Sewer TS21B | Gravity | Pipe | Bridged | OP | CLS | None | 2000-03-01 |  |  | dwg | NI | Transmission | Legacy | 2 |  |  | 4 | 470 | [5 empty] | 64806 | NA |  | 53.04 |  | WSL |  | Te Kawerau a Maki,Ngāti Whātua,Ngāti Maru,Ngāti Whātua o Kaipara,Ngāti Whātua o Ōrākei,Ngāti Tamaoho,Ngāti Manuhiri,Ngāti Whanaunga,Ngāti Tamaterā,Ngāi Tai ki Tāmaki,Ngāti Hako,Te Ākitai Waiohua | 1 | 1 |  |  | CCTV app | yes | 1 | 1 | 1 | CCTV NOT Available or Over 30 Years Old & Soil Type Not Available | 2.4003 | 2 | 1 | 5 | 1 |  | 1 | Significant Ecological Area - SEA_T_8406 | 1.5 | 0.77 | 0.011485 | Modelled Flow Data Used & Depth Available | 53.0355 | 2
3331 | 3598 | 927461 | 10088177 | 195742 | DSMFB | Milford Beach Branch Sewer TS6C | Gravity | Pipe | Buried | OP | CONC | None | 1940-01-01 |  |  | dwg | NI | Transmission | Legacy | 2 |  |  | 4 | 1800 | [5 empty] | 65011 | NA |  | 62.96 |  | WSL |  | Te Kawerau a Maki,Ngāti Whātua,Ngāti Maru,Ngāti Whātua o Ōrākei,Ngāti Tamaoho,Ngāti Manuhiri,Te Patukirikiri,Ngāti Whanaunga,Ngāti Tamaterā,Ngāti Pāoa,Ngāi Tai ki Tāmaki,Ngāti Hako,Te Ākitai Waiohua | 3.71 | 4 |  |  |  | no | 3 | 3 | 4 | CCTV NOT Available or Over 30 Years Old & Soil Type Available | 2.3991 | 2 | 1 | 5 | 1 |  | 1 |  | 1.5 | 0.77 | 0.014548 | Modelled Flow Data Used & Depth Available | 62.9562 | 15
4125 | 4407 | 927466 | 10088176 | 195347 | DSMFB | Milford Beach Branch Sewer TS6C | Gravity | Pipe | Buried | OP | CONC | None | 1940-01-01 |  |  | dwg | NI | Transmission | Legacy | 2 |  |  | 4 | 1800 | [5 empty] | 65010 | NA |  | 54.02 |  | WSL |  | Te Kawerau a Maki,Ngāti Whātua,Ngāti Maru,Ngāti Whātua o Ōrākei,Ngāti Tamaoho,Ngāti Manuhiri,Te Patukirikiri,Ngāti Whanaunga,Ngāti Tamaterā,Ngāti Pāoa,Ngāi Tai ki Tāmaki,Ngāti Hako,Te Ākitai Waiohua | 3.71 | 4 |  |  |  | no | 3 | 3 | 4 | CCTV NOT Available or Over 30 Years Old & Soil Type Available | 2.3991 | 2 | 1 | 5 | 1 |  | 1 |  | 1.5 | 0.77 | 0.014548 | Modelled Flow Data Used & Depth Available | 54.0211 | 15
4050 | 4329 | 927463 | 10088175 | 195889 | DSMFB | Milford Beach Branch Sewer TS6C | Gravity | Pipe | Buried | OP | CONC | None | 1940-01-01 |  |  | dwg | NI | Transmission | Legacy | 2 |  |  | 4 | 1800 | [5 empty] | 65009 | NA |  | 52.86 |  | WSL |  | Te Kawerau a Maki,Ngāti Whātua,Ngāti Maru,Ngāti Whātua o Ōrākei,Ngāti Tamaoho,Ngāti Manuhiri,Te Patukirikiri,Ngāti Whanaunga,Ngāti Tamaterā,Ngāti Pāoa,Ngāi Tai ki Tāmaki,Ngāti Hako,Te Ākitai Waiohua | 3.71 | 4 |  |  |  | no | 3 | 3 | 4 | CCTV NOT Available or Over 30 Years Old & Soil Type Available | 2.3991 | 2 | 1 | 5 | 1 |  | 1 |  | 1.5 | 0.77 | 0.014548 | Modelled Flow Data Used & Depth Available | 52.8588 | 15
3232 | 3496 | 916632 | 10088178 | 195503 | DSMFB | Milford Beach Branch Sewer TS6C | Gravity | Pipe | Buried | OP | CONC | None | 1940-01-01 |  |  | dwg | NI | Transmission | Legacy | 2 |  |  | 4 | 1800 | [5 empty] | 65012 | NA |  | 50.79 |  | WSL |  | Te Kawerau a Maki,Ngāti Whātua,Ngāti Maru,Ngāti Whātua o Ōrākei,Ngāti Tamaoho,Ngāti Manuhiri,Te Patukirikiri,Ngāti Whanaunga,Ngāti Tamaterā,Ngāti Pāoa,Ngāi Tai ki Tāmaki,Ngāti Hako,Te Ākitai Waiohua | 3.71 | 4 |  |  |  | no | 3 | 3 | 4 | CCTV NOT Available or Over 30 Years Old & Soil Type Available | 2.3991 | 2 | 1 | 5 | 1 |  | 1 |  | 1.5 | 0.77 | 0.014548 | Modelled Flow Data Used & Depth Available | 50.7863 | 15
3201 | 3465 | 914613 | 10088183 | 195891 | DSMFB | Milford Beach Branch Sewer TS6C | Gravity | Pipe | Buried | OP | CONC | None | 1940-01-01 |  |  | dwg | NI | Transmission | Legacy | 2 |  |  | 4 | 1800 | [5 empty] | 65017 | NA |  | 46.48 |  | WSL |  | Te Kawerau a Maki,Ngāti Whātua,Ngāti Maru,Ngāti Whātua o Ōrākei,Ngāti Tamaoho,Ngāti Manuhiri,Te Patukirikiri,Ngāti Whanaunga,Ngāti Tamaterā,Ngāti Pāoa,Ngāi Tai ki Tāmaki,Ngāti Hako,Te Ākitai Waiohua | 3.71 | 4 |  |  |  | no | 3 | 3 | 4 | CCTV NOT Available or Over 30 Years Old & Soil Type Available | 2.3991 | 2 | 1 | 5 | 1 |  | 1 |  | 1.5 | 0.77 | 0.014548 | Modelled Flow Data Used & Depth Available | 46.4837 | 15
3244 | 3508 | 927789 | 10088170 | 195501 | DSMFB | Milford Beach Branch Sewer TS6C | Gravity | Pipe | Buried | OP | CONC | None | 1940-01-01 |  |  | dwg | NI | Transmission | Legacy | 2 |  |  | 4 | 1800 | [5 empty] | 65004 | NA |  | 25.62 |  | WSL |  | Te Kawerau a Maki,Ngāti Whātua,Ngāti Maru,Ngāti Whātua o Ōrākei,Ngāti Tamaoho,Ngāti Manuhiri,Te Patukirikiri,Ngāti Whanaunga,Ngāti Tamaterā,Ngāti Pāoa,Ngāi Tai ki Tāmaki,Ngāti Hako,Te Ākitai Waiohua | 3.71 | 4 |  |  |  | no | 3 | 3 | 4 | CCTV NOT Available or Over 30 Years Old & Soil Type Available | 2.3991 | 2 | 1 | 5 | 1 |  | 1 |  | 1.5 | 0.77 | 0.014548 | Modelled Flow Data Used & Depth Available | 25.6235 | 15
3777 | 4052 | 918884 | 10088171 | 195888 | DSMFB | Milford Beach Branch Sewer TS6C | Gravity | Pipe | Buried | OP | CONC | None | 1940-01-01 |  |  | dwg | NI | Transmission | Legacy | 2 |  |  | 4 | 1800 | [5 empty] | 65005 | NA |  | 25.56 |  | WSL |  | Te Kawerau a Maki,Ngāti Whātua,Ngāti Maru,Ngāti Whātua o Ōrākei,Ngāti Tamaoho,Ngāti Manuhiri,Te Patukirikiri,Ngāti Whanaunga,Ngāti Tamaterā,Ngāti Pāoa,Ngāi Tai ki Tāmaki,Ngāti Hako,Te Ākitai Waiohua | 3.71 | 4 |  |  |  | no | 3 | 3 | 4 | CCTV NOT Available or Over 30 Years Old & Soil Type Available | 2.3991 | 2 | 1 | 5 | 1 |  | 1 |  | 1.5 | 0.77 | 0.014548 | Modelled Flow Data Used & Depth Available | 25.5554 | 15
3927 | 4205 | 925338 | 10088174 | 195502 | DSMFB | Milford Beach Branch Sewer TS6C | Gravity | Pipe | Buried | OP | CONC | None | 1940-01-01 |  |  | dwg | NI | Transmission | Legacy | 2 |  |  | 4 | 1800 | [5 empty] | 65008 | NA |  | 14.81 |  | WSL |  | Te Kawerau a Maki,Ngāti Whātua,Ngāti Maru,Ngāti Whātua o Ōrākei,Ngāti Tamaoho,Ngāti Manuhiri,Te Patukirikiri,Ngāti Whanaunga,Ngāti Tamaterā,Ngāti Pāoa,Ngāi Tai ki Tāmaki,Ngāti Hako,Te Ākitai Waiohua | 3.71 | 4 |  |  |  | no | 3 | 3 | 4 | CCTV NOT Available or Over 30 Years Old & Soil Type Available | 2.3991 | 2 | 1 | 5 | 1 |  | 1 |  | 1.5 | 0.77 | 0.014548 | Modelled Flow Data Used & Depth Available | 14.8109 | 15
3529 | 3802 | 903794 | 10088181 | 195743 | DSMFB | Milford Beach Branch Sewer TS6C | Gravity | Pipe | Buried | OP | CONC | None | 1940-01-01 |  |  | dwg | NI | Transmission | Legacy | 2 |  |  | 4 | 1800 | [5 empty] | 65015 | NA |  | 69.4 |  | WSL |  | Te Kawerau a Maki,Ngāti Whātua,Ngāti Maru,Ngāti Whātua o Ōrākei,Ngāti Tamaoho,Ngāti Manuhiri,Te Patukirikiri,Ngāti Whanaunga,Ngāti Tamaterā,Ngāti Pāoa,Ngāi Tai ki Tāmaki,Ngāti Hako,Te Ākitai Waiohua | 3.71 | 4 |  |  |  | no | 3 | 3 | 4 | CCTV NOT Available or Over 30 Years Old & Soil Type Available | 2.3988 | 2 | 1 | 5 | 1 | Safe Swim Beach | 1 |  | 1.5 | 0.77 | 0.015314 | Modelled Flow Data Used & Depth Available | 69.4006 | 15
2305 | 2516 | 15895 | 10004522 | 193541 | DSB08 | Branch 8 Mt Albert | Gravity | Pipe | Buried | OP | CONC | None | 1920-06-30 | 7.46 | 7.34 | dwg | OM | Transmission | Legacy | 2 |  |  | 4 | 525 | [5 empty] | 74195 | NA |  | 11.88 |  | WSL |  | Te Kawerau a Maki,Ngāti Whātua,Ngāti Maru,Ngāti Whātua o Ōrākei,Ngāti Tamaoho,Ngāti Tamaterā,Ngāi Tai ki Tāmaki,Ngāti Hako,Te Ākitai Waiohua | 3.31 | 3 | 2 | 2010 | te puna wai | no | 1 | 1 | 5 | CCTV Available (10-20 Years Old) & Soil Type Available | 2.3977 | 2 | 3 | 2 | 1 |  | 1 | Aquifer - Western Springs Volcanic Aquifer | 5 | 0.705 | 0.07562 | Modelled Flow Data Used & Depth Available | 11.8789 | 9
2845 | 3096 | 302939 | 10078015 | 195774 | DSMAH | Mahia Branch | Gravity | Pipe | Buried | OP | CONC | None | 2012-11-22 | 8.23 | 7.73 | 0.1s | SI | Transmission | T0000297 | 2 |  |  | 4 | 600 | [5 empty] | 75698 | NA |  | 116.04 |  | WSL |  | Waikato,Ngāti Maru,Ngāti Tamaoho,Ngāti Whanaunga,Ngāti Tamaterā,Ngāti Pāoa,Ngāi Tai ki Tāmaki,Ngāti Hako,Te Ākitai Waiohua | 2 | 2 | 2 | 2016 | te puna wai | no | 1 | 3 | 1 | CCTV Available (0-10 Years Old) & Soil Type Available | 2.397 | 2 | 1 | 3 | 1 |  | 1 |  | 5 | 0.765 | 0.0012097 | Modelled Flow Data Used & Depth Available | 116.036 | 5
2843 | 3094 | 302937 | 10078018 | 195245 | DSMAH | Mahia Branch | Gravity | Pipe | Buried | OP | CONC | None | 2012-11-22 | 8.53 | 0 | 0.1s | SI | Transmission | T0000297 | 2 |  |  | 4 | 600 | [5 empty] | 75701 | NA |  | 83.48 |  | WSL |  | Waikato,Ngāti Maru,Ngāti Tamaoho,Ngāti Whanaunga,Ngāti Tamaterā,Ngāti Pāoa,Ngāi Tai ki Tāmaki,Ngāti Hako,Te Ākitai Waiohua | 2 | 2 | 2 | 2016 | te puna wai | no | 1 | 3 | 1 | CCTV Available (0-10 Years Old) & Soil Type Available | 2.397 | 2 | 1 | 3 | 1 |  | 1 |  | 5 | 0.765 | 0.0012097 | Modelled Flow Data Used & Depth Available | 83.4774 | 5
2844 | 3095 | 302938 | 10078014 | 195244 | DSMAH | Mahia Branch | Gravity | Pipe | Buried | OP | CONC | None | 2012-11-22 | 7.53 | 6.25 | 0.1s | SI | Transmission | T0000297 | 2 |  |  | 4 | 600 | [5 empty] | 75697 | NA |  | 48.68 |  | WSL |  | Waikato,Ngāti Maru,Ngāti Tamaoho,Ngāti Whanaunga,Ngāti Tamaterā,Ngāti Pāoa,Ngāi Tai ki Tāmaki,Ngāti Hako,Te Ākitai Waiohua | 2 | 2 | 2 | 2016 | te puna wai | no | 1 | 3 | 1 | CCTV Available (0-10 Years Old) & Soil Type Available | 2.397 | 2 | 1 | 3 | 1 |  | 1 |  | 5 | 0.765 | 0.0012097 | Modelled Flow Data Used & Depth Available | 48.682 | 5
2060 | 2259 | 16831 | 10007001 | 195853 | DSORA | Oratia Branch | Gravity | Pipe | Buried | OP | CONC | None | 1970-06-30 | 16.75 | 16.42 | dwg | WI | Transmission | Legacy | 2 |  |  | 4 | 600 | [5 empty] | 76213 | NA |  | 140.31 |  | WSL |  | Te Kawerau a Maki,Ngāti Whātua,Ngāti Whātua o Ōrākei,Ngāti Tamaoho,Ngāti Tamaterā,Te Ākitai Waiohua | 2.33 | 2 | 2 | 2009 | te puna wai | no | 5 | 1 | 2 | CCTV Available (10-20 Years Old) & Soil Type Available | 2.3968 | 2 | 1 | 3 | 1 |  | 1 |  | 5 | 0.765 | 0.0018081 | Modelled Flow Data Used & Depth Available | 140.3065 | 5
2059 | 2258 | 16830 | 10007000 | 196382 | DSORA | Oratia Branch | Gravity | Pipe | Buried | OP | CONC | None | 1970-06-30 | 16.42 | 16.16 | dwg | WI | Transmission | Legacy | 2 |  |  | 4 | 600 | [5 empty] | 76212 | NA |  | 111.75 |  | WSL |  | Te Kawerau a Maki,Ngāti Whātua,Ngāti Whātua o Ōrākei,Ngāti Tamaoho,Ngāti Tamaterā,Te Ākitai Waiohua | 2.33 | 2 | 2 | 2007 | te puna wai | no | 5 | 1 | 2 | CCTV Available (10-20 Years Old) & Soil Type Available | 2.3967 | 2 | 1 | 3 | 1 |  | 1 |  | 5 | 0.765 | 0.0019111 | Modelled Flow Data Used & Depth Available | 111.7527 | 5
1804 | 1968 | 16814 | 10006999 | 195703 | DSORA | Oratia Branch | Gravity | Pipe | Buried | OP | CONC | None | 1970-06-30 | 16.16 | 15.99 | dwg | WI | Transmission | Legacy | 2 |  |  | 4 | 600 | [5 empty] | 76211 | NA |  | 71.18 |  | WSL |  | Te Kawerau a Maki,Ngāti Whātua,Ngāti Whātua o Ōrākei,Ngāti Tamaoho,Ngāti Tamaterā,Te Ākitai Waiohua | 2.33 | 2 | 2 | 2007 | te puna wai | no | 5 | 1 | 2 | CCTV Available (10-20 Years Old) & Soil Type Available | 2.3967 | 2 | 1 | 3 | 1 |  | 1 |  | 5 | 0.765 | 0.0019111 | Modelled Flow Data Used & Depth Available | 71.1796 | 5
1803 | 1967 | 16813 | 10006998 | 196232 | DSORA | Oratia Branch | Gravity | Pipe | Buried | OP | CONC | None | 1970-06-30 | 15.99 | 15.85 | dwg | WI | Transmission | Legacy | 2 |  |  | 4 | 600 | [5 empty] | 76210 | NA |  | 58.63 |  | WSL |  | Te Kawerau a Maki,Ngāti Whātua,Ngāti Whātua o Ōrākei,Ngāti Tamaoho,Ngāti Tamaterā,Te Ākitai Waiohua | 2.33 | 2 | 2 | 2007 | te puna wai | no | 5 | 1 | 2 | CCTV Available (10-20 Years Old) & Soil Type Available | 2.3967 | 2 | 1 | 3 | 1 |  | 1 |  | 5 | 0.765 | 0.0019111 | Modelled Flow Data Used & Depth Available | 58.6304 | 5
1802 | 1965 | 26315 | 10006997 | 195852 | DSORA | Oratia Branch | Gravity | Pipe | Buried | OP | CONC | None | 2005-09-30 | 15.72 | 15.85 | 0.1s | WI | Transmission | DC06043 | 2 |  |  | 4 | 600 | [5 empty] | 76209 | NA |  | 32.03 |  | WSL |  | Te Kawerau a Maki,Ngāti Whātua,Ngāti Whātua o Ōrākei,Ngāti Tamaoho,Ngāti Tamaterā,Te Ākitai Waiohua | 2 | 2 | 2 | 2007 | te puna wai | no | 5 | 1 | 1 | CCTV Available (10-20 Years Old) & Soil Type Available | 2.3963 | 2 | 1 | 3 | 1 |  | 1 |  | 5 | 0.765 | 0.0030597 | Modelled Flow Data Used & Depth Available | 32.0344 | 5
1799 | 1962 | 16810 | 10006994 | 196231 | DSORA | Oratia Branch | Gravity | Pipe | Buried | OP | CONC | None | 1970-06-30 | 15.56 | 15.4 | dwg | WI | Transmission | Legacy | 2 |  |  | 4 | 600 | [5 empty] | 76206 | NA |  | 66.42 |  | WSL |  | Te Kawerau a Maki,Ngāti Whātua,Ngāti Whātua o Ōrākei,Ngāti Tamaoho,Ngāti Tamaterā,Te Ākitai Waiohua | 2.33 | 2 | 2 | 2007 | te puna wai | no | 5 | 1 | 2 | CCTV Available (10-20 Years Old) & Soil Type Available | 2.3963 | 2 | 1 | 3 | 1 |  | 1 |  | 5 | 0.765 | 0.0031208 | Modelled Flow Data Used & Depth Available | 66.417 | 5
1796 | 1959 | 16807 | 10006991 | 195701 | DSORA | Oratia Branch | Gravity | Pipe | Buried | OP | CONC | None | 1970-06-30 | 15.03 | 14.93 | dwg | WI | Transmission | Legacy | 2 |  |  | 4 | 600 | [5 empty] | 76203 | NA |  | 39.91 |  | WSL |  | Te Kawerau a Maki,Ngāti Whātua,Ngāti Whātua o Ōrākei,Ngāti Tamaoho,Ngāti Tamaterā,Te Ākitai Waiohua | 1.66 | 2 | 1 | 2010 | te puna wai | no | 1 | 3 | 2 | CCTV Available (10-20 Years Old) & Soil Type Available | 2.3961 | 2 | 1 | 3 | 1 |  | 1 |  | 5 | 0.765 | 0.0035712 | Modelled Flow Data Used & Depth Available | 39.906 | 5
4796 | 761757 | 0 | 0 | 1 |  | Northern Interceptor | Rising | Pipe | Buried | OP |  | None | 2022-01-01 |  |  | 0.1s |  | Transmission |  | 1 |  |  |  | 0 | ASBUILT | ASBUILT | ASBUILT | ASBUILT | CONS |  |  |  | 0 | ASBUILT | WSL |  |  | 2.18 | 2 |  |  |  | no | 5 | 5 | 1 | CCTV NOT Available or Over 30 Years Old & Soil Type Available | 2.396 | 2 | 1 | 4 | 1 |  | 1 | Ocean Intercept | 5 | 0.83 | 0.2 | Diameter Used For Flow Approximation & Depth Available | 12.3442 | 5
4797 | 761773 | 0 | 0 | 1 |  | Northern Interceptor | Rising | Pipe | Buried | OP |  | None | 2022-01-01 |  |  | 0.1s |  | Transmission |  | 1 |  |  |  | 0 | ASBUILT | ASBUILT | ASBUILT | ASBUILT | CONS |  |  |  | 0 | ASBUILT | WSL |  |  | 2.18 | 2 |  |  |  | no | 5 | 5 | 1 | CCTV NOT Available or Over 30 Years Old & Soil Type Available | 2.396 | 2 | 1 | 4 | 1 |  | 1 | Ocean Intercept | 5 | 0.83 | 0.2 | Diameter Used For Flow Approximation & Depth Available | 7.3135 | 5
4799 | 761889 | 0 | 0 | 1 |  | Northern Interceptor | Rising | Pipe | Buried | OP |  | None | 2022-01-01 |  |  | 0.1s |  | Transmission |  | 1 |  |  |  | 0 | ASBUILT | ASBUILT | ASBUILT | ASBUILT | CONS |  |  |  | 0 | ASBUILT | WSL |  |  | 2.18 | 2 |  |  |  | no | 5 | 5 | 1 | CCTV NOT Available or Over 30 Years Old & Soil Type Available | 2.396 | 2 | 1 | 4 | 1 |  | 1 | Ocean Intercept | 5 | 0.83 | 0.2 | Diameter Used For Flow Approximation & Depth Available | 14.7325 | 5
4814 | 762511 | 0 | 0 | 1 |  | Northern Interceptor | Rising | Pipe | Buried | OP |  | None | 2022-01-01 |  |  | 0.1s |  | Transmission |  | 1 |  |  |  | 0 | ASBUILT | ASBUILT | ASBUILT | ASBUILT | CONS |  |  |  | 0 | ASBUILT | WSL |  |  | 2.18 | 2 |  |  |  | no | 5 | 5 | 1 | CCTV NOT Available or Over 30 Years Old & Soil Type Available | 2.396 | 2 | 1 | 4 | 1 |  | 1 | Ocean Intercept | 5 | 0.83 | 0.2 | Diameter Used For Flow Approximation & Depth Available | 16.5961 | 5
2812 | 3061 | 302901 | 10074725 | 196121 | DSOTD | Otahuhu East Branch Diversion Sewer | Siphon | Pipe | Buried | OP | PE | None | 2011-12-01 |  |  | 0.1s | SI | Transmission | T0000017 | 2 |  |  | 4 | 250 | [5 empty] | 76498 | NA |  | 332.22 |  | WSL |  | Waikato,Te Kawerau a Maki,Ngāti Maru,Ngāti Whātua o Ōrākei,Ngāti Tamaoho,Ngāti Whanaunga,Ngāti Tamaterā,Ngāti Pāoa,Ngāi Tai ki Tāmaki,Ngāti Hako,Te Ākitai Waiohua | 1.59 | 2 |  |  |  | no | 3 | 3 | 1 | CCTV NOT Available or Over 30 Years Old & Soil Type Available | 2.396 | 2 | 1 | 4 | 1 |  | 1 | Ocean Intercept, Significant Ecological Area - SEA-M2-2908DD - DD | 5 | 0.83 | 0.2 | Diameter Used For Flow Approximation & Depth Available | 332.2216 | 5
2811 | 3060 | 302900 | 10074726 | 196122 | DSOTD | Otahuhu East Branch Diversion Sewer | Siphon | Pipe | Buried | OP | PE | None | 2011-01-12 |  |  | 0.1s | SI | Transmission | T0000017 | 2 |  |  | 4 | 200 | [5 empty] | 76517 | NA |  | 330.57 |  | WSL |  | Waikato,Te Kawerau a Maki,Ngāti Maru,Ngāti Whātua o Ōrākei,Ngāti Tamaoho,Ngāti Whanaunga,Ngāti Tamaterā,Ngāti Pāoa,Ngāi Tai ki Tāmaki,Ngāti Hako,Te Ākitai Waiohua | 1.59 | 2 |  |  |  | no | 3 | 3 | 1 | CCTV NOT Available or Over 30 Years Old & Soil Type Available | 2.396 | 2 | 1 | 4 | 1 |  | 1 | Ocean Intercept, Significant Ecological Area - SEA-M2-2908DD - DD | 5 | 0.83 | 0.2 | Diameter Used For Flow Approximation & Depth Available | 330.5748 | 5
1522 | 1635 | 17391 | 10099298 | 197471 | DSWHE | Whenuapai Branch | Siphon | Pipe | Buried | OP | CLS | None | 1965-06-30 |  |  | dwg | WI | Transmission | Legacy | 2 |  |  | 4 | 200 | [5 empty] | 78339 | NA |  | 49.98 |  | WSL |  | Te Kawerau a Maki,Ngāti Whātua,Ngāti Whātua o Ōrākei,Ngāti Tamaoho,Ngāti Tamaterā,Te Ākitai Waiohua | 3.82 | 4 |  |  |  | no | 1 | 1 | 5 | CCTV NOT Available or Over 30 Years Old & Soil Type Available | 2.396 | 2 | 1 | 4 | 1 |  | 1 | Ocean Intercept, Significant Ecological Area - SEA-M2-55a | 5 | 0.83 | 0.2 | Diameter Used For Flow Approximation & Depth Available | 49.9805 | 15
1523 | 1636 | 16788 | 10099299 | 197264 | DSWHE | Whenuapai Branch | Siphon | Pipe | Buried | OP | CLS | None | 1965-06-30 | -0.5 | -1.19 | dwg | WI | Transmission | Legacy | 2 |  |  | 4 | 390 | [5 empty] | 78340 | NA |  | 49.96 |  | WSL |  | Te Kawerau a Maki,Ngāti Whātua,Ngāti Whātua o Ōrākei,Ngāti Tamaoho,Ngāti Tamaterā,Te Ākitai Waiohua | 3.82 | 4 |  |  |  | no | 1 | 1 | 5 | CCTV NOT Available or Over 30 Years Old & Soil Type Available | 2.396 | 2 | 1 | 4 | 1 |  | 1 | Ocean Intercept, Significant Ecological Area - SEA-M2-55a | 5 | 0.83 | 0.2 | Diameter Used For Flow Approximation & Depth Available | 49.9599 | 15
4800 | 761917 | 0 | 0 | 1 |  |  | Rising | Pipe | Buried | OP |  | None |  |  |  | 0.1s |  | Transmission |  | 1 |  |  |  | 0 | ASBUILT | ASBUILT | ASBUILT | ASBUILT | CONS |  |  |  | 0 | ASBUILT | WSL |  |  | 2.62 | 3 |  |  |  | no | 1 | 3 | 3 | CCTV NOT Available or Over 30 Years Old & Soil Type Available | 2.396 | 2 | 1 | 4 | 1 |  | 1 | Ocean Intercept | 5 | 0.83 | 0.2 | Diameter Used For Flow Approximation & Depth Available | 5.1748 | 9
4811 | 762475 | 0 | 0 | 1 |  |  | Gravity | Pipe | Buried | OP |  | None |  |  |  | 0.1s |  | Transmission |  | 1 |  |  |  | 0 | ASBUILT | ASBUILT | ASBUILT | ASBUILT | CONS |  |  |  | 0 | ASBUILT | WSL |  |  | 2.62 | 3 |  |  |  | no | 1 | 3 | 3 | CCTV NOT Available or Over 30 Years Old & Soil Type Available | 2.396 | 2 | 1 | 4 | 1 |  | 1 | Ocean Intercept | 5 | 0.83 | 0.2 | Diameter Used For Flow Approximation & Depth Available | 539.8261 | 9
4812 | 762502 | 0 | 0 | 1 |  |  | Rising | Pipe | Buried | OP |  | None |  |  |  | 0.1s |  | Transmission |  | 1 |  |  |  | 0 | ASBUILT | ASBUILT | ASBUILT | ASBUILT | CONS |  |  |  | 0 | ASBUILT | WSL |  |  | 2.62 | 3 |  |  |  | no | 1 | 3 | 3 | CCTV NOT Available or Over 30 Years Old & Soil Type Available | 2.396 | 2 | 1 | 4 | 1 |  | 1 | Ocean Intercept | 5 | 0.83 | 0.2 | Diameter Used For Flow Approximation & Depth Available | 19.4282 | 9
4815 | 762526 | 0 | 0 | 1 |  |  | Rising | Pipe | Buried | OP |  | None |  |  |  | 0.1s |  | Transmission |  | 1 |  |  |  | 0 | ASBUILT | ASBUILT | ASBUILT | ASBUILT | CONS |  |  |  | 0 | ASBUILT | WSL |  |  | 2.62 | 3 |  |  |  | no | 1 | 3 | 3 | CCTV NOT Available or Over 30 Years Old & Soil Type Available | 2.396 | 2 | 1 | 4 | 1 |  | 1 | Ocean Intercept | 5 | 0.83 | 0.2 | Diameter Used For Flow Approximation & Depth Available | 1516.4308 | 9
4798 | 761863 | 0 | 0 | 1 |  | Northern Interceptor | Rising | Pipe | Buried | OP |  | None | 2022-01-01 |  |  | 0.1s |  | Transmission |  | 1 |  |  |  | 0 | ASBUILT | ASBUILT | ASBUILT | ASBUILT | CONS |  |  |  | 0 | ASBUILT | WSL |  |  | 1 | 1 |  |  |  | no | 1 | 1 | 1 | CCTV NOT Available or Over 30 Years Old & Soil Type Available | 2.396 | 2 | 1 | 4 | 1 |  | 1 | Ocean Intercept | 5 | 0.83 | 0.2 | Diameter Used For Flow Approximation & Depth Available | 1175.3198 | 2
4801 | 761928 | 0 | 0 | 1 |  | Northern Interceptor | Rising | Pipe | Buried | OP |  | None | 2022-01-01 |  |  | 0.1s |  | Transmission |  | 1 |  |  |  | 0 | ASBUILT | ASBUILT | ASBUILT | ASBUILT | CONS |  |  |  | 0 | ASBUILT | WSL |  |  | 1 | 1 |  |  |  | no | 1 | 1 | 1 | CCTV NOT Available or Over 30 Years Old & Soil Type Available | 2.396 | 2 | 1 | 4 | 1 |  | 1 | Ocean Intercept | 5 | 0.83 | 0.2 | Diameter Used For Flow Approximation & Depth Available | 2521.7903 | 2
4802 | 761941 | 0 | 0 | 1 | DS | Northern Interceptor | Rising | Pipe | Buried | OP | PE | None | 2022-01-01 |  |  | 0.1s | NI | Transmission | 2012750.09 | 1 |  |  |  | 500 | ASBUILT | ASBUILT | ASBUILT | ASBUILT | CONS |  |  |  | 0 | ASBUILT | WSL |  |  | 1.21 | 1 |  |  |  | no | 1 | 3 | 1 | CCTV NOT Available or Over 30 Years Old & Soil Type Available | 2.396 | 2 | 1 | 4 | 1 |  | 1 | Ocean Intercept | 5 | 0.83 | 0.2 | Diameter Used For Flow Approximation & Depth Available | 17.1489 | 2
4803 | 762006 | 0 | 0 | 1 |  | Northern Interceptor | Rising | Pipe | Buried | OP |  | None | 2022-01-01 |  |  | 0.1s |  | Transmission |  | 1 |  |  |  | 0 | ASBUILT | ASBUILT | ASBUILT | ASBUILT | CONS |  |  |  | 0 | ASBUILT | WSL |  |  | 1 | 1 |  |  |  | no | 1 | 1 | 1 | CCTV NOT Available or Over 30 Years Old & Soil Type Available | 2.396 | 2 | 1 | 4 | 1 |  | 1 | Ocean Intercept | 5 | 0.83 | 0.2 | Diameter Used For Flow Approximation & Depth Available | 2.2011 | 2
4804 | 762177 | 0 | 0 | 1 | DS | Northern Interceptor | Rising | Pipe | Buried | OP | PE | None | 2022-01-01 |  |  | 0.1s | NI | Transmission | 2012750.09 | 1 |  |  |  | 500 | ASBUILT | ASBUILT | ASBUILT | ASBUILT | CONS |  |  |  | 0 | ASBUILT | WSL |  |  | 1 | 1 |  |  |  | no | 1 | 1 | 1 | CCTV NOT Available or Over 30 Years Old & Soil Type Available | 2.396 | 2 | 1 | 4 | 1 |  | 1 | Ocean Intercept | 5 | 0.83 | 0.2 | Diameter Used For Flow Approximation & Depth Available | 6.935 | 2
4805 | 762202 | 0 | 0 | 1 | DS | Northern Interceptor | Rising | Pipe | Buried | OP | PP | None | 2022-01-01 |  |  | 0.1s | NI | Transmission | 2012750.09 | 1 |  |  |  | 500 | ASBUILT | ASBUILT | ASBUILT | ASBUILT | CONS |  |  |  | 0 | ASBUILT | WSL |  |  | 1 | 1 |  |  |  | no | 1 | 1 | 1 | CCTV NOT Available or Over 30 Years Old & Soil Type Available | 2.396 | 2 | 1 | 4 | 1 |  | 1 | Ocean Intercept | 5 | 0.83 | 0.2 | Diameter Used For Flow Approximation & Depth Available | 3.1346 | 2
4807 | 762305 | 0 | 0 | 1 | DS | Northern Interceptor | Rising | Pipe | Buried | OP | PP | None | 2022-01-01 |  |  | 0.1s | NI | Transmission | 2012750.09 | 1 |  |  |  | 500 | ASBUILT | ASBUILT | ASBUILT | ASBUILT | CONS |  |  |  | 0 | ASBUILT | WSL |  |  | 1.21 | 1 |  |  |  | no | 1 | 3 | 1 | CCTV NOT Available or Over 30 Years Old & Soil Type Available | 2.396 | 2 | 1 | 4 | 1 |  | 1 | Ocean Intercept | 5 | 0.83 | 0.2 | Diameter Used For Flow Approximation & Depth Available | 15.1862 | 2
4808 | 762328 | 0 | 0 | 1 |  | Northern Interceptor | Rising | Pipe | Buried | OP |  | None | 2022-01-01 |  |  | 0.1s |  | Transmission |  | 1 |  |  |  | 0 | ASBUILT | ASBUILT | ASBUILT | ASBUILT | CONS |  |  |  | 0 | ASBUILT | WSL |  |  | 1 | 1 |  |  |  | no | 1 | 1 | 1 | CCTV NOT Available or Over 30 Years Old & Soil Type Available | 2.396 | 2 | 1 | 4 | 1 |  | 1 | Ocean Intercept | 5 | 0.83 | 0.2 | Diameter Used For Flow Approximation & Depth Available | 4.7955 | 2
4809 | 762369 | 0 | 0 | 1 | DS | Northern Interceptor | Rising | Pipe | Buried | OP | PE | None | 2022-01-01 |  |  | 0.1s | NI | Transmission | 2012750.09 | 1 |  |  |  | 500 | ASBUILT | ASBUILT | ASBUILT | ASBUILT | CONS |  |  |  | 0 | ASBUILT | WSL |  |  | 1.21 | 1 |  |  |  | no | 1 | 3 | 1 | CCTV NOT Available or Over 30 Years Old & Soil Type Available | 2.396 | 2 | 1 | 4 | 1 |  | 1 | Ocean Intercept | 5 | 0.83 | 0.2 | Diameter Used For Flow Approximation & Depth Available | 15.6991 | 2
1795 | 1958 | 16806 | 10006990 | 196230 | DSORA | Oratia Branch | Gravity | Pipe | Buried | OP | CONC | None | 1970-06-30 | 14.93 | 14.67 | dwg | WI | Transmission | Legacy | 2 |  |  | 4 | 600 | [5 empty] | 76202 | NA |  | 106.91 |  | WSL |  | Te Kawerau a Maki,Ngāti Whātua,Ngāti Whātua o Ōrākei,Ngāti Tamaoho,Ngāti Tamaterā,Te Ākitai Waiohua | 1.66 | 2 | 1 | 2010 | te puna wai | no | 1 | 3 | 2 | CCTV Available (10-20 Years Old) & Soil Type Available | 2.3957 | 2 | 1 | 3 | 1 |  | 1 | Significant Ecological Area - SEA_T_4997 | 5 | 0.765 | 0.0044914 | Modelled Flow Data Used & Depth Available | 106.9051 | 5
1794 | 1957 | 16805 | 10006989 | 195850 | DSORA | Oratia Branch | Gravity | Pipe | Buried | OP | CONC | None | 1970-06-30 | 14.67 | 14.54 | dwg | WI | Transmission | Legacy | 2 |  |  | 4 | 600 | [5 empty] | 76201 | NA |  | 49.88 |  | WSL |  | Te Kawerau a Maki,Ngāti Whātua,Ngāti Whātua o Ōrākei,Ngāti Tamaoho,Ngāti Tamaterā,Te Ākitai Waiohua | 1.66 | 2 | 1 | 2010 | te puna wai | no | 1 | 3 | 2 | CCTV Available (10-20 Years Old) & Soil Type Available | 2.3957 | 2 | 1 | 3 | 1 |  | 1 | Significant Ecological Area - SEA_T_4689 | 5 | 0.765 | 0.0044914 | Modelled Flow Data Used & Depth Available | 49.8777 | 5
1793 | 1956 | 16804 | 10006988 | 196379 | DSORA | Oratia Branch | Gravity | Pipe | Buried | OP | CONC | None | 1970-06-30 | 14.54 | 14.26 | dwg | WI | Transmission | Legacy | 2 |  |  | 4 | 600 | [5 empty] | 76200 | NA |  | 114.97 |  | WSL |  | Te Kawerau a Maki,Ngāti Whātua,Ngāti Whātua o Ōrākei,Ngāti Tamaoho,Ngāti Tamaterā,Te Ākitai Waiohua | 2 | 2 | 2 | 2007 | te puna wai | no | 1 | 3 | 2 | CCTV Available (10-20 Years Old) & Soil Type Available | 2.3956 | 2 | 1 | 3 | 1 |  | 1 | Significant Ecological Area - SEA_T_4689 | 5 | 0.765 | 0.0047842 | Modelled Flow Data Used & Depth Available | 114.966 | 5
1792 | 1955 | 16803 | 10006987 | 195700 | DSORA | Oratia Branch | Gravity | Pipe | Buried | OP | CONC | None | 1970-06-30 | 14.26 | 14.03 | dwg | WI | Transmission | Legacy | 2 |  |  | 4 | 600 | [5 empty] | 76199 | NA |  | 104.95 |  | WSL |  | Te Kawerau a Maki,Ngāti Whātua,Ngāti Whātua o Ōrākei,Ngāti Tamaoho,Ngāti Tamaterā,Te Ākitai Waiohua | 2 | 2 | 2 | 2007 | te puna wai | no | 1 | 3 | 2 | CCTV Available (10-20 Years Old) & Soil Type Available | 2.3956 | 2 | 1 | 3 | 1 |  | 1 | Significant Ecological Area - SEA_T_4689 | 5 | 0.765 | 0.0047842 | Modelled Flow Data Used & Depth Available | 104.9505 | 5
1791 | 1954 | 16802 | 10006986 | 196229 | DSORA | Oratia Branch | Gravity | Pipe | Buried | OP | CONC | None | 1970-06-30 | 14.03 | 13.83 | dwg | WI | Transmission | Legacy | 2 |  |  | 4 | 600 | [5 empty] | 76198 | NA |  | 83.92 |  | WSL |  | Te Kawerau a Maki,Ngāti Whātua,Ngāti Whātua o Ōrākei,Ngāti Tamaoho,Ngāti Tamaterā,Te Ākitai Waiohua | 2 | 2 | 2 | 2007 | te puna wai | no | 1 | 3 | 2 | CCTV Available (10-20 Years Old) & Soil Type Available | 2.3956 | 2 | 1 | 3 | 1 |  | 1 | Significant Ecological Area - SEA_T_4689 | 5 | 0.765 | 0.0047842 | Modelled Flow Data Used & Depth Available | 83.9181 | 5
1790 | 1953 | 16801 | 10006985 | 195849 | DSORA | Oratia Branch | Gravity | Pipe | Buried | OP | CONC | None | 1970-06-30 | 13.83 | 13.65 | dwg | WI | Transmission | Legacy | 2 |  |  | 4 | 600 | [5 empty] | 76197 | NA |  | 73.55 |  | WSL |  | Te Kawerau a Maki,Ngāti Whātua,Ngāti Whātua o Ōrākei,Ngāti Tamaoho,Ngāti Tamaterā,Te Ākitai Waiohua | 2 | 2 | 2 | 2007 | te puna wai | no | 1 | 3 | 2 | CCTV Available (10-20 Years Old) & Soil Type Available | 2.3956 | 2 | 1 | 3 | 1 |  | 1 |  | 5 | 0.765 | 0.0047842 | Modelled Flow Data Used & Depth Available | 73.5533 | 5
1651 | 1798 | 28661 | 10004029 | 193035 | DSAIR | Airport Branch | Gravity | Pipe | Buried | OP | CONC | None | 2006-11-01 | 4.49 | 4.95 | 0.1s | SW | Transmission | DC07061 | 2 |  |  | 4 | 700 | [5 empty] | 73857 | NA |  | 177.71 |  | WSL |  | Waikato,Te Kawerau a Maki,Ngāti Maru,Ngāti Tamaoho,Ngāti Tamaterā,Ngāi Tai ki Tāmaki,Ngāti Hako,Te Ākitai Waiohua | 1.21 | 1 |  |  |  | no | 1 | 3 | 1 | CCTV NOT Available or Over 30 Years Old & Soil Type Available | 2.3956 | 2 | 1 | 3 | 1 |  | 1 |  | 5 | 0.765 | 0.0048582 | Modelled Flow Data Used & Depth Available | 177.713 | 2
1865 | 2040 | 28664 | 10004030 | 193461 | DSAIR | Airport Branch | Gravity | Pipe | Buried | OP | CONC | None | 2006-11-01 | 5.27 | 4.98 | 0.1s | SW | Transmission | DC07061 | 2 |  |  | 4 | 700 | [5 empty] | 73858 | NA |  | 87.54 |  | WSL |  | Waikato,Te Kawerau a Maki,Ngāti Maru,Ngāti Tamaoho,Ngāti Tamaterā,Ngāi Tai ki Tāmaki,Ngāti Hako,Te Ākitai Waiohua | 1.21 | 1 |  |  |  | no | 1 | 3 | 1 | CCTV NOT Available or Over 30 Years Old & Soil Type Available | 2.3956 | 2 | 1 | 3 | 1 |  | 1 |  | 5 | 0.765 | 0.0048582 | Modelled Flow Data Used & Depth Available | 87.5386 | 2
1648 | 1795 | 25488 | 10004032 | 193219 | DSAIR | Airport Branch | Gravity | Pipe | Buried | OP | CONC | None | 2006-11-01 | 4.28 | 4.47 | 0.1s | SW | Transmission | DC07061 | 2 |  |  | 4 | 700 | [5 empty] | 73856 | NA |  | 59.89 |  | WSL |  | Waikato,Te Kawerau a Maki,Ngāti Maru,Ngāti Tamaoho,Ngāti Tamaterā,Ngāi Tai ki Tāmaki,Ngāti Hako,Te Ākitai Waiohua | 1.21 | 1 |  |  |  | no | 1 | 3 | 1 | CCTV NOT Available or Over 30 Years Old & Soil Type Available | 2.3956 | 2 | 1 | 3 | 1 |  | 1 |  | 5 | 0.765 | 0.0048582 | Modelled Flow Data Used & Depth Available | 59.8947 | 2
2478 | 2695 | 26287 | 10007806 | 196526 | DSPUH | Puhinui Branch | Gravity | Pipe | Buried | OP | PE | None | 2005-09-01 | 3.85 | 4 | 0.1s | SI | Transmission | DC07005 | 2 |  |  | 4 | 630 | [5 empty] | 77084 | NA |  | 20.16 |  | WSL |  | Waikato,Te Kawerau a Maki,Ngāti Maru,Ngāti Tamaoho,Ngāti Whanaunga,Ngāti Tamaterā,Ngāi Tai ki Tāmaki,Ngāti Hako,Te Ākitai Waiohua | 1.12 | 1 | 1 | 2015 | CCTV Footage Review Log South_Latest.xls | no | 1 | 3 | 1 | CCTV Available (0-10 Years Old) & Soil Type Available | 2.3955 | 2 | 1 | 3 | 1 |  | 1 |  | 5 | 0.765 | 0.0050995 | Modelled Flow Data Used & Depth Available | 20.1635 | 2
2483 | 2700 | 26276 | 10007803 | 196637 | DSPUH | Puhinui Branch | Gravity | Pipe | Buried | OP | PE | None | 2005-09-01 | 3.71 | 3.08 | 0.1s | SI | Transmission | DC07005 | 2 |  |  | 4 | 630 | [5 empty] | 77081 | NA |  | 46.79 |  | WSL |  | Waikato,Te Kawerau a Maki,Ngāti Maru,Ngāti Tamaoho,Ngāti Whanaunga,Ngāti Tamaterā,Ngāi Tai ki Tāmaki,Ngāti Hako,Te Ākitai Waiohua | 1.12 | 1 | 1 | 2015 | CCTV Footage Review Log South_Latest.xls | no | 1 | 3 | 1 | CCTV Available (0-10 Years Old) & Soil Type Available | 2.3955 | 2 | 1 | 3 | 1 |  | 1 |  | 5 | 0.765 | 0.0051252 | Modelled Flow Data Used & Depth Available | 46.7875 | 2
2487 | 2704 | 26278 | 10007802 | 196525 | DSPUH | Puhinui Branch | Gravity | Pipe | Buried | OP | PE | None | 2005-09-01 | 3.08 | 3.13 | 0.1s | SI | Transmission | DC07005 | 2 |  |  | 4 | 630 | [5 empty] | 77080 | NA |  | 39.18 |  | WSL |  | Waikato,Te Kawerau a Maki,Ngāti Maru,Ngāti Tamaoho,Ngāti Whanaunga,Ngāti Tamaterā,Ngāi Tai ki Tāmaki,Ngāti Hako,Te Ākitai Waiohua | 1.12 | 1 | 1 | 2015 | CCTV Footage Review Log South_Latest.xls | no | 1 | 3 | 1 | CCTV Available (0-10 Years Old) & Soil Type Available | 2.3954 | 2 | 1 | 3 | 1 |  | 1 |  | 5 | 0.765 | 0.0051928 | Modelled Flow Data Used & Depth Available | 39.1817 | 2
2482 | 2699 | 26281 | 10007801 | 196786 | DSPUH | Puhinui Branch | Gravity | Pipe | Buried | OP | PE | None | 2005-09-01 | 2.3 | 2.36 | 0.1s | SI | Transmission | DC07005 | 2 |  |  | 4 | 630 | [5 empty] | 77079 | NA |  | 20.94 |  | WSL |  | Waikato,Te Kawerau a Maki,Ngāti Maru,Ngāti Tamaoho,Ngāti Whanaunga,Ngāti Tamaterā,Ngāi Tai ki Tāmaki,Ngāti Hako,Te Ākitai Waiohua | 1.12 | 1 | 1 | 2015 | CCTV Footage Review Log South_Latest.xls | no | 1 | 3 | 1 | CCTV Available (0-10 Years Old) & Soil Type Available | 2.3954 | 2 | 1 | 3 | 1 |  | 1 |  | 5 | 0.765 | 0.0051928 | Modelled Flow Data Used & Depth Available | 20.9375 | 2
1937 | 2117 | 16983 | 10008659 | 197075 | DSTBR | Tamaki Bridge Branch | Gravity | Pipe | Buried | OP | CONC | None | 1960-06-30 | -1.8 | -1.88 | dwg | SI | Transmission | Legacy | 2 |  |  | 4 | 600 | [5 empty] | 77853 | NA |  | 24.21 |  | WSL |  | Waikato,Te Kawerau a Maki,Ngāti Maru,Ngāti Tamaoho,Ngāti Whanaunga,Ngāti Tamaterā,Ngāti Pāoa,Ngāi Tai ki Tāmaki,Ngāti Hako,Te Ākitai Waiohua | 3 | 3 | 3 | 2015 | te puna wai | no | 1 | 3 | 3 | CCTV Available (0-10 Years Old) & Soil Type Available | 2.3951 | 2 | 1 | 3 | 1 |  | 1 | Ocean Intercept | 5 | 0.765 | 0.0060164 | Modelled Flow Data Used & Depth Available | 24.2138 | 9
2627 | 2854 | 17191 | 10006154 | 195201 | DSHNV | Henderson Valley Branch | Gravity | Pipe | Buried | OP | CONC | None | 1964-06-30 | 9.67 | 9.44 | dwg | WI | Transmission | Legacy | 2 |  |  | 4 | 600 | [5 empty] | 75571 | NA |  | 75.56 |  | WSL |  | Te Kawerau a Maki,Ngāti Whātua,Ngāti Whātua o Ōrākei,Ngāti Tamaoho,Ngāti Tamaterā,Te Ākitai Waiohua | 2.27 | 2 | 2 | 2017 | te puna wai | no | 5 | 1 | 2 | CCTV Available (0-10 Years Old) & Soil Type Available | 2.3951 | 2 | 1 | 3 | 1 |  | 1 |  | 5 | 0.765 | 0.0061419 | Modelled Flow Data Used & Depth Available | 75.5645 | 5
3940 | 4218 | 923523 | 10088468 | 196022 | DSNTH | North Branch Sewer TS30 | Gravity | Pipe | Buried | OP | CONC | None | 2003-01-06 |  |  | dwg | NI | Transmission | Legacy | 2 |  |  | 4 | 1200 | [5 empty] | 65189 | NA |  | 48.07 |  | WSL |  | Te Kawerau a Maki,Ngāti Whātua,Ngāti Maru,Ngāti Whātua o Kaipara,Ngāti Whātua o Ōrākei,Ngāti Tamaoho,Ngāti Manuhiri,Te Patukirikiri,Ngāti Whanaunga,Ngāti Tamaterā,Ngāti Pāoa,Ngāi Tai ki Tāmaki,Ngāti Hako,Te Ākitai Waiohua | 1.21 | 1 |  |  |  | no | 1 | 3 | 1 | CCTV NOT Available or Over 30 Years Old & Soil Type Available | 2.3945 | 2 | 1 | 5 | 1 |  | 1 |  | 1.5 | 0.77 | 0.026034 | Modelled Flow Data Used & Depth Available | 48.0683 | 2
2428 | 2640 | 15311 | 10004996 | 193515 | DSB9C | Branch 9C Carrington | Gravity | Pipe | Buried | OP | CONC | None | 1946-06-30 | 19.64 | 19.49 | dwg | OM | Transmission | Legacy | 2 |  |  | 4 | 675 | [5 empty] | 74522 | NA |  | 29.99 |  | WSL |  | Te Kawerau a Maki,Ngāti Whātua,Ngāti Maru,Ngāti Whātua o Ōrākei,Ngāti Tamaoho,Ngāti Tamaterā,Ngāi Tai ki Tāmaki,Ngāti Hako,Te Ākitai Waiohua | 2.29 | 2 | 2 | 2011 | te puna wai | no | 1 | 1 | 3 | CCTV Available (10-20 Years Old) & Soil Type Available | 2.3945 | 2 | 1 | 3 | 1 |  | 1 | Significant Ecological Area - SEA_T_6008 | 5 | 0.765 | 0.0076637 | Modelled Flow Data Used & Depth Available | 29.9939 | 5
959 | 1013 | 16315 | 10004189 | 193150 | DSB03 | Branch 3 Newmarket | Gravity | Pipe | Buried | OP | CONC | None | 1918-06-30 | 12.15 | 8.91 | dwg | OM | Transmission | Legacy | 2 |  |  | 4 | 600 | [5 empty] | 74007 | NA |  | 34.41 |  | WSL |  | Waikato,Te Kawerau a Maki,Ngāti Whātua,Ngāti Maru,Ngāti Whātua o Ōrākei,Ngāti Tamaoho,Te Patukirikiri,Ngāti Tamaterā,Ngāti Pāoa,Ngāi Tai ki Tāmaki,Ngāti Hako,Te Ākitai Waiohua | 3.05 | 3 | 2 | 2015 | te puna wai | no | 1 | 1 | 5 | CCTV Available (0-10 Years Old) & Soil Type Available | 2.3942 | 2 | 1 | 3 | 1 |  | 1 |  | 5 | 0.765 | 0.0084101 | Modelled Flow Data Used & Depth Available | 34.4075 | 9
2820 | 3069 | 302909 | 10077224 | 197832 | DSWLD | West Lynn Branch Diversion Sewer | Gravity | Pipe | Buried | OP | VC | None | 2012-12-13 | 8.03 | 7.8 | 0.1s | WI | Transmission | T0000238 | 2 |  |  | 4 | 600 | [5 empty] | 78619 | NA |  | 107.28 |  | WSL |  | Waikato,Te Kawerau a Maki,Ngāti Whātua,Ngāti Whātua o Ōrākei,Ngāti Tamaoho,Ngāti Tamaterā,Ngāi Tai ki Tāmaki,Te Ākitai Waiohua | 1.21 | 1 |  |  |  | no | 1 | 3 | 1 | CCTV NOT Available or Over 30 Years Old & Soil Type Available | 2.394 | 2 | 1 | 3 | 1 |  | 1 |  | 5 | 0.765 | 0.0088734 | Modelled Flow Data Used & Depth Available | 107.2809 | 2
2819 | 3068 | 302908 | 10077225 | 197788 | DSWLD | West Lynn Branch Diversion Sewer | Gravity | Pipe | Buried | OP | VC | None | 2012-12-13 | 8.27 | 8.09 | 0.1s | WI | Transmission | T0000238 | 2 |  |  | 4 | 600 | [5 empty] | 78620 | NA |  | 107.9 |  | WSL |  | Waikato,Te Kawerau a Maki,Ngāti Whātua,Ngāti Whātua o Ōrākei,Ngāti Tamaoho,Ngāti Tamaterā,Ngāi Tai ki Tāmaki,Te Ākitai Waiohua | 1.21 | 1 |  |  |  | no | 1 | 3 | 1 | CCTV NOT Available or Over 30 Years Old & Soil Type Available | 2.394 | 2 | 1 | 3 | 1 |  | 1 |  | 5 | 0.765 | 0.0088766 | Modelled Flow Data Used & Depth Available | 107.8978 | 2
2827 | 3076 | 302916 | 10077203 | 198003 | DSWLD | West Lynn Branch Diversion Sewer | Gravity | Pipe | Buried | OP | CONC | None | 2012-12-13 | 10.82 | 10.53 | 0.1s | WI | Transmission | T0000238 | 2 |  |  | 4 | 600 | [5 empty] | 78628 | NA |  | 28.15 |  | WSL |  | Waikato,Te Kawerau a Maki,Ngāti Whātua,Ngāti Whātua o Ōrākei,Ngāti Tamaoho,Ngāti Tamaterā,Te Ākitai Waiohua | 1.21 | 1 |  |  |  | no | 1 | 3 | 1 | CCTV NOT Available or Over 30 Years Old & Soil Type Available | 2.394 | 2 | 1 | 3 | 1 |  | 1 | Significant Ecological Area - SEA_T_4712 | 5 | 0.765 | 0.0088959 | Modelled Flow Data Used & Depth Available | 28.1541 | 2
960 | 1014 | 16316 | 10004188 | 193546 | DSB03 | Branch 3 Newmarket | Gravity | Pipe | Buried | OP | CONC | None | 1971-06-30 | 7.62 | 7.32 | dwg | OM | Transmission | Legacy | 2 |  |  | 4 | 635 | [5 empty] | 74006 | NA |  | 24.21 |  | WSL |  | Waikato,Te Kawerau a Maki,Ngāti Whātua,Ngāti Maru,Ngāti Whātua o Ōrākei,Ngāti Tamaoho,Te Patukirikiri,Ngāti Tamaterā,Ngāti Pāoa,Ngāi Tai ki Tāmaki,Ngāti Hako,Te Ākitai Waiohua | 2 | 2 | 2 | 2015 | te puna wai | no | 1 | 1 | 2 | CCTV Available (0-10 Years Old) & Soil Type Available | 2.3939 | 2 | 1 | 3 | 1 |  | 1 |  | 5 | 0.765 | 0.0091147 | Modelled Flow Data Used & Depth Available | 24.2064 | 5
2822 | 3071 | 302911 | 10077222 | 198004 | DSWLD | West Lynn Branch Diversion Sewer | Gravity | Pipe | Buried | OP | VC | None | 2012-12-13 | 7.48 | 6.68 | 0.1s | WI | Transmission | T0000238 | 2 |  |  | 4 | 600 | [5 empty] | 78617 | NA |  | 214.59 |  | WSL |  | Waikato,Te Kawerau a Maki,Ngāti Whātua,Ngāti Whātua o Ōrākei,Ngāti Tamaoho,Ngāti Tamaterā,Ngāi Tai ki Tāmaki,Te Ākitai Waiohua | 1.21 | 1 |  |  |  | no | 1 | 3 | 1 | CCTV NOT Available or Over 30 Years Old & Soil Type Available | 2.3938 | 2 | 1 | 3 | 1 |  | 1 |  | 5 | 0.765 | 0.0092112 | Modelled Flow Data Used & Depth Available | 214.5931 | 2
2821 | 3070 | 302910 | 10077223 | 197392 | DSWLD | West Lynn Branch Diversion Sewer | Gravity | Pipe | Buried | OP | VC | None | 2012-12-13 | 7.74 | 7.52 | 0.1s | WI | Transmission | T0000238 | 2 |  |  | 4 | 600 | [5 empty] | 78618 | NA |  | 107.62 |  | WSL |  | Waikato,Te Kawerau a Maki,Ngāti Whātua,Ngāti Whātua o Ōrākei,Ngāti Tamaoho,Ngāti Tamaterā,Ngāi Tai ki Tāmaki,Te Ākitai Waiohua | 1.21 | 1 |  |  |  | no | 1 | 3 | 1 | CCTV NOT Available or Over 30 Years Old & Soil Type Available | 2.3938 | 2 | 1 | 3 | 1 |  | 1 |  | 5 | 0.765 | 0.0092144 | Modelled Flow Data Used & Depth Available | 107.619 | 2
2599 | 2822 | 14869 | 10006933 | 195842 | DSONT | Onehunga Tradewaste | Gravity | Pipe | Buried | OP | CONC | None | 1965-06-30 | 0.34 | 0.24 | dwg | WI | Transmission | Legacy | 2 |  |  | 4 | 600 | [5 empty] | 76165 | NA |  | 21.42 |  | WSL |  | Waikato,Te Kawerau a Maki,Ngāti Whātua,Ngāti Maru,Ngāti Whātua o Ōrākei,Ngāti Tamaoho,Ngāti Tamaterā,Ngāi Tai ki Tāmaki,Ngāti Hako,Te Ākitai Waiohua | 2.17 | 2 | 2 | 2018 | CCTV Footage Review Log South_Latest.xls | yes | 3 | 3 | 2 | CCTV Available (0-10 Years Old) & Soil Type Available | 2.3935 | 2 | 1 | 3 | 1 |  | 1 | Place Of Historic Heritage - Waikaraka Grounds and cemetery, including military cemetery, Aquifer - Onehunga Volcanic Aquifer | 5 | 0.765 | 0.0099898 | Modelled Flow Data Used & Depth Available | 21.4181 | 5
1311 | 1401 | 31097 | 10006150 | 195200 | DSHNV | Henderson Valley Branch | Gravity | Pipe | Buried | OP | CONC | None | 1964-06-30 | 9.01 | 9 | 1.0g | WI | Transmission | GP07071 | 2 |  |  | 4 | 600 | [5 empty] | 75567 | NA |  | 3 |  | WSL |  | Te Kawerau a Maki,Ngāti Whātua,Ngāti Whātua o Ōrākei,Ngāti Tamaoho,Ngāti Tamaterā,Te Ākitai Waiohua | 2.27 | 2 | 2 | 2017 | te puna wai | no | 5 | 1 | 2 | CCTV Available (0-10 Years Old) & Soil Type Available | 2.3934 | 2 | 1 | 3 | 1 |  | 1 |  | 5 | 0.765 | 0.010228 | Modelled Flow Data Used & Depth Available | 3.0009 | 5
1237 | 1319 | 17523 | 10006145 | 195581 | DSHNV | Henderson Valley Branch | Gravity | Pipe | Buried | OP | CONC | None | 1964-06-30 | 8.39 | 8.36 | 1.0g | WI | Transmission | GP07071 | 2 |  |  | 4 | 600 | [5 empty] | 75562 | NA |  | 10.76 |  | WSL |  | Te Kawerau a Maki,Ngāti Whātua,Ngāti Whātua o Ōrākei,Ngāti Tamaoho,Ngāti Tamaterā,Te Ākitai Waiohua | 2.33 | 2 | 2 | 2011 | te puna wai | no | 5 | 1 | 2 | CCTV Available (10-20 Years Old) & Soil Type Available | 2.3934 | 2 | 1 | 3 | 1 |  | 1 | Significant Ecological Area - SEA_T_4867 | 5 | 0.765 | 0.010266 | Modelled Flow Data Used & Depth Available | 10.7576 | 5
807 | 846 | 15432 | 10004275 | 193405 | DSB05 | Branch 5 Herne Bay | Gravity | Pipe | Tunnelled | OP | CONC | PVC | 1912-06-30 | 6.74 | 6.68 | dwg | OM | Transmission | DU0803 | 2 |  |  | 4 | 600 | [5 empty] | 74069 | NA |  | 55.89 |  | WSL |  | Te Kawerau a Maki,Ngāti Whātua,Ngāti Maru,Ngāti Whātua o Ōrākei,Ngāti Tamaoho,Te Patukirikiri,Ngāti Tamaterā,Ngāti Pāoa,Ngāi Tai ki Tāmaki,Ngāti Hako,Te Ākitai Waiohua | 1 | 1 | 1 | 2018 | CCTV Footage Review Log South_Latest.xls | no | 1 | 1 | 1 | CCTV Available (0-10 Years Old) & Soil Type Available | 2.3929 | 2 | 1 | 3 | 1 |  | 1 |  | 5 | 0.765 | 0.011505 | Modelled Flow Data Used & Depth Available | 55.8878 | 2
1305 | 1395 | 16741 | 10006142 | 195198 | DSHNV | Henderson Valley Branch | Gravity | Pipe | Buried | OP | CONC | None | 1964-06-30 | 8.2 | 8.08 | 1.0g | WI | Transmission | GP07071 | 2 |  |  | 4 | 600 | [5 empty] | 75559 | NA |  | 98.57 |  | WSL |  | Te Kawerau a Maki,Ngāti Whātua,Ngāti Whātua o Ōrākei,Ngāti Tamaoho,Ngāti Tamaterā,Te Ākitai Waiohua | 2.39 | 2 | 2 | 2018 | te puna wai | no | 5 | 3 | 2 | CCTV Available (0-10 Years Old) & Soil Type Available | 2.3929 | 2 | 1 | 3 | 1 |  | 1 | Significant Ecological Area - SEA_T_4867 | 5 | 0.765 | 0.011624 | Modelled Flow Data Used & Depth Available | 98.5676 | 5
1645 | 1791 | 17899 | 10008932 | 197127 | DSTIT | Titirangi Branch | Gravity | Pipe | Buried | OP | CONC | None | 1987-06-30 | -3.38 | -5.61 | dwg | WI | Transmission | Legacy | 2 |  |  | 4 | 750 | [5 empty] | 78082 | NA |  | 7.97 |  | WSL |  | Waikato,Te Kawerau a Maki,Ngāti Whātua,Ngāti Whātua o Ōrākei,Ngāti Tamaoho,Ngāti Tamaterā,Te Ākitai Waiohua | 2 | 2 | 2 | 2010 | te puna wai | no | 5 | 1 | 1 | CCTV Available (10-20 Years Old) & Soil Type Available | 2.3927 | 2 | 1 | 3 | 1 | Safe Swim Beach | 1 |  | 5 | 0.765 | 0.0121 | Modelled Flow Data Used & Depth Available | 7.9691 | 5
768 | 807 | 16915 | 10008507 | 196913 | DSSWN | Swanson Branch | Gravity | Pipe | Buried | OP | CONC | None | 1965-06-30 | 8.3 | 7.62 | dwg | WI | Transmission | Legacy | 2 |  |  | 4 | 600 | [5 empty] | 77773 | NA |  | 203.12 |  | WSL |  | Te Kawerau a Maki,Ngāti Whātua,Ngāti Whātua o Ōrākei,Ngāti Tamaoho,Ngāti Tamaterā,Te Ākitai Waiohua | 2.33 | 2 | 2 | 2009 | te puna wai | no | 5 | 1 | 2 | CCTV Available (10-20 Years Old) & Soil Type Available | 2.3925 | 2 | 1 | 3 | 1 |  | 1 |  | 5 | 0.765 | 0.01258 | Modelled Flow Data Used & Depth Available | 203.1183 | 5
767 | 806 | 16916 | 10008508 | 197178 | DSSWN | Swanson Branch | Gravity | Pipe | Buried | OP | CONC | None | 1965-06-30 | 8.75 | 8.3 | dwg | WI | Transmission | Legacy | 2 |  |  | 4 | 600 | [5 empty] | 77774 | NA |  | 144.53 |  | WSL |  | Te Kawerau a Maki,Ngāti Whātua,Ngāti Whātua o Ōrākei,Ngāti Tamaoho,Ngāti Tamaterā,Te Ākitai Waiohua | 2.05 | 2 | 1 | 2009 | te puna wai | no | 5 | 1 | 2 | CCTV Available (10-20 Years Old) & Soil Type Available | 2.3925 | 2 | 1 | 3 | 1 |  | 1 |  | 5 | 0.765 | 0.012583 | Modelled Flow Data Used & Depth Available | 144.529 | 5
766 | 805 | 16917 | 10008509 | 197060 | DSSWN | Swanson Branch | Gravity | Pipe | Buried | OP | CONC | None | 1965-06-30 | 9.4 | 8.75 | dwg | WI | Transmission | Legacy | 2 |  |  | 4 | 600 | [5 empty] | 77775 | NA |  | 130.08 |  | WSL |  | Te Kawerau a Maki,Ngāti Whātua,Ngāti Whātua o Ōrākei,Ngāti Tamaoho,Ngāti Tamaterā,Te Ākitai Waiohua | 2.33 | 2 | 2 | 2009 | te puna wai | no | 5 | 1 | 2 | CCTV Available (10-20 Years Old) & Soil Type Available | 2.3925 | 2 | 1 | 3 | 1 |  | 1 |  | 5 | 0.765 | 0.012586 | Modelled Flow Data Used & Depth Available | 130.084 | 5
2667 | 2900 | 17186 | 10006139 | 195424 | DSHNV | Henderson Valley Branch | Gravity | Pipe | Buried | OP | CONC | None | 1964-06-30 | 7.22 | 6.89 | dwg | WI | Transmission | Legacy | 2 |  |  | 4 | 600 | [5 empty] | 75556 | NA |  | 128.02 |  | WSL |  | Te Kawerau a Maki,Ngāti Whātua,Ngāti Whātua o Ōrākei,Ngāti Tamaoho,Ngāti Tamaterā,Te Ākitai Waiohua | 2 | 2 | 2 | 2018 | te puna wai | no | 1 | 3 | 2 | CCTV Available (0-10 Years Old) & Soil Type Available | 2.3924 | 2 | 1 | 3 | 1 |  | 1 | Significant Ecological Area - SEA_T_4867 | 5 | 0.765 | 0.012885 | Modelled Flow Data Used & Depth Available | 128.015 | 5
771 | 810 | 16912 | 10008502 | 197576 | DSSWN | Swanson Branch | Gravity | Pipe | Buried | OP | CONC | None | 1965-06-30 | 6.01 | 5.72 | dwg | WI | Transmission | Legacy | 2 |  |  | 4 | 600 | [5 empty] | 77768 | NA |  | 69.7 |  | WSL |  | Te Kawerau a Maki,Ngāti Whātua,Ngāti Whātua o Ōrākei,Ngāti Tamaoho,Ngāti Tamaterā,Te Ākitai Waiohua | 2.48 | 2 | 2 | 2009 | te puna wai | no | 5 | 3 | 2 | CCTV Available (10-20 Years Old) & Soil Type Available | 2.3924 | 2 | 1 | 3 | 1 |  | 1 |  | 5 | 0.765 | 0.012911 | Modelled Flow Data Used & Depth Available | 69.7001 | 5
1398 | 1493 | 14878 | 10006930 | 196369 | DSONT | Onehunga Tradewaste | Gravity | Pipe | Buried | OP | CONC | None | 1965-06-30 | -0.22 | -0.45 | dwg | WI | Transmission | Legacy | 2 |  |  | 4 | 600 | [5 empty] | 76162 | NA |  | 59.86 |  | WSL |  | Waikato,Te Kawerau a Maki,Ngāti Whātua,Ngāti Maru,Ngāti Whātua o Ōrākei,Ngāti Tamaoho,Ngāti Tamaterā,Ngāti Pāoa,Ngāi Tai ki Tāmaki,Ngāti Hako,Te Ākitai Waiohua | 2 | 2 | 2 | 2018 | CCTV Footage Review Log South_Latest.xls | yes | 1 | 1 | 2 | CCTV Available (0-10 Years Old) & Soil Type Available | 2.3923 | 2 | 1 | 3 | 1 |  | 1 | Aquifer - Onehunga Volcanic Aquifer | 5 | 0.765 | 0.013091 | Modelled Flow Data Used & Depth Available | 59.8599 | 5
2601 | 2824 | 14879 | 10006931 | 195692 | DSONT | Onehunga Tradewaste | Gravity | Pipe | Buried | OP | CONC | None | 1965-06-30 | 0.06 | -0.22 | dwg | WI | Transmission | Legacy | 2 |  |  | 4 | 600 | [5 empty] | 76163 | NA |  | 99.62 |  | WSL |  | Waikato,Te Kawerau a Maki,Ngāti Whātua,Ngāti Maru,Ngāti Whātua o Ōrākei,Ngāti Tamaoho,Ngāti Tamaterā,Ngāti Pāoa,Ngāi Tai ki Tāmaki,Ngāti Hako,Te Ākitai Waiohua | 3 | 3 | 3 | 2018 | CCTV Footage Review Log South_Latest.xls | yes | 1 | 1 | 2 | CCTV Available (0-10 Years Old) & Soil Type Available | 2.3922 | 2 | 1 | 3 | 1 |  | 1 | Aquifer - Onehunga Volcanic Aquifer | 5 | 0.765 | 0.0133 | Modelled Flow Data Used & Depth Available | 99.6214 | 9
2670 | 2903 | 16740 | 10006136 | 195046 | DSHNV | Henderson Valley Branch | Gravity | Pipe | Buried | OP | CONC | None | 1964-06-30 | 6.1 | 5.66 | dwg | WI | Transmission | Legacy | 2 |  |  | 4 | 600 | [5 empty] | 75553 | NA |  | 175.71 |  | WSL |  | Te Kawerau a Maki,Ngāti Whātua,Ngāti Whātua o Ōrākei,Ngāti Tamaoho,Ngāti Tamaterā,Te Ākitai Waiohua | 2 | 2 | 2 | 2018 | te puna wai | no | 1 | 3 | 2 | CCTV Available (0-10 Years Old) & Soil Type Available | 2.3921 | 2 | 1 | 3 | 1 |  | 1 |  | 5 | 0.765 | 0.013619 | Modelled Flow Data Used & Depth Available | 175.712 | 5
2600 | 2823 | 14868 | 10006932 | 196220 | DSONT | Onehunga Tradewaste | Gravity | Pipe | Buried | OP | CONC | None | 1965-06-30 | 0.24 | 0.06 | dwg | WI | Transmission | Legacy | 2 |  |  | 4 | 600 | [5 empty] | 76164 | NA |  | 64.28 |  | WSL |  | Waikato,Te Kawerau a Maki,Ngāti Whātua,Ngāti Maru,Ngāti Whātua o Ōrākei,Ngāti Tamaoho,Ngāti Tamaterā,Ngāi Tai ki Tāmaki,Ngāti Hako,Te Ākitai Waiohua | 2.17 | 2 | 2 | 2018 | CCTV Footage Review Log South_Latest.xls | yes | 3 | 3 | 2 | CCTV Available (0-10 Years Old) & Soil Type Available | 2.3921 | 2 | 1 | 3 | 1 |  | 1 | Aquifer - Onehunga Volcanic Aquifer | 5 | 0.765 | 0.013693 | Modelled Flow Data Used & Depth Available | 64.279 | 5
2671 | 2904 | 16739 | 10006135 | 195423 | DSHNV | Henderson Valley Branch | Gravity | Pipe | Buried | OP | CONC | None | 1964-06-30 | 5.66 | 5.27 | dwg | WI | Transmission | Legacy | 2 |  |  | 4 | 600 | [5 empty] | 75552 | NA |  | 151.9 |  | WSL |  | Te Kawerau a Maki,Ngāti Whātua,Ngāti Whātua o Ōrākei,Ngāti Tamaoho,Ngāti Tamaterā,Te Ākitai Waiohua | 2.39 | 2 | 2 | 2018 | te puna wai | no | 5 | 3 | 2 | CCTV Available (0-10 Years Old) & Soil Type Available | 2.392 | 2 | 1 | 3 | 1 |  | 1 | Significant Ecological Area - SEA_T_4867 | 5 | 0.765 | 0.013925 | Modelled Flow Data Used & Depth Available | 151.9036 | 5
806 | 845 | 15431 | 10004274 | 193323 | DSB05 | Branch 5 Herne Bay | Gravity | Pipe | Tunnelled | OP | CONC | PVC | 1912-06-30 | 6.68 | 6.3 | dwg | OM | Transmission | DU0803 | 2 |  |  | 4 | 600 | [5 empty] | 74068 | NA |  | 252.92 |  | WSL |  | Te Kawerau a Maki,Ngāti Whātua,Ngāti Maru,Ngāti Whātua o Ōrākei,Ngāti Tamaoho,Te Patukirikiri,Ngāti Tamaterā,Ngāti Pāoa,Ngāi Tai ki Tāmaki,Ngāti Hako,Te Ākitai Waiohua | 2 | 2 | 2 | 2018 | CCTV Footage Review Log South_Latest.xls | no | 1 | 1 | 1 | CCTV Available (0-10 Years Old) & Soil Type Available | 2.3918 | 2 | 1 | 3 | 1 |  | 1 |  | 5 | 0.765 | 0.014311 | Modelled Flow Data Used & Depth Available | 252.9177 | 5
774 | 813 | 16910 | 10008500 | 197058 | DSSWN | Swanson Branch | Gravity | Pipe | Buried | OP | CONC | None | 1965-06-30 | 5.49 | 5.18 | dwg | WI | Transmission | Legacy | 2 |  |  | 4 | 675 | [5 empty] | 77766 | NA |  | 125.51 |  | WSL |  | Te Kawerau a Maki,Ngāti Whātua,Ngāti Whātua o Ōrākei,Ngāti Tamaoho,Ngāti Tamaterā,Te Ākitai Waiohua | 2 | 2 | 2 | 2009 | te puna wai | no | 1 | 3 | 2 | CCTV Available (10-20 Years Old) & Soil Type Available | 2.3918 | 2 | 1 | 3 | 1 |  | 1 |  | 5 | 0.765 | 0.014385 | Modelled Flow Data Used & Depth Available | 125.5088 | 5
772 | 811 | 16911 | 10008501 | 197176 | DSSWN | Swanson Branch | Gravity | Pipe | Buried | OP | CONC | None | 1967-06-30 | 5.72 | 5.49 | dwg | WI | Transmission | Legacy | 2 |  |  | 4 | 675 | [5 empty] | 77767 | NA |  | 94.05 |  | WSL |  | Te Kawerau a Maki,Ngāti Whātua,Ngāti Whātua o Ōrākei,Ngāti Tamaoho,Ngāti Tamaterā,Te Ākitai Waiohua | 2.48 | 2 | 2 | 2009 | te puna wai | no | 5 | 3 | 2 | CCTV Available (10-20 Years Old) & Soil Type Available | 2.3918 | 2 | 1 | 3 | 1 |  | 1 | Significant Ecological Area - SEA_T_4872 | 5 | 0.765 | 0.014388 | Modelled Flow Data Used & Depth Available | 94.0464 | 5
4400 | 4696 | 2714674 | 10102285 | 194088 | DSCWD | Chatswood Branch Sewer TS9 | Gravity | Pipe | Bridged | OP | CLS | None | 2014-12-01 |  |  | dwg | NI | Transmission | T0001138 | 2 |  |  | 4 | 400 | [5 empty] | 64463 | NA |  | 11.41 |  | WSL |  | Te Kawerau a Maki,Ngāti Whātua,Ngāti Maru,Ngāti Whātua o Ōrākei,Ngāti Tamaoho,Ngāti Tamaterā,Ngāti Pāoa,Ngāi Tai ki Tāmaki,Ngāti Hako,Te Ākitai Waiohua | 1 | 1 |  |  |  | no | 1 | 1 | 1 | CCTV NOT Available or Over 30 Years Old & Soil Type Not Available | 2.3917 | 2 | 1 | 5 | 1 |  | 1 | Significant Ecological Area - SEA_T_8178 | 1.5 | 0.77 | 0.032925 | Modelled Flow Data Used & Depth Available | 11.4104 | 2
883 | 929 | 17073 | 10007397 | 196474 | DSOTR | Otara Relief Branch | Gravity | Pipe | Buried | OP | CONC | None | 1986-06-30 | 3.53 | 3.39 | dwg | SI | Transmission | Legacy | 2 |  |  | 4 | 600 | [5 empty] | 76555 | NA |  | 108.06 |  | WSL |  | Waikato,Te Kawerau a Maki,Ngāti Maru,Ngāti Tamaoho,Ngāti Whanaunga,Ngāti Tamaterā,Ngāti Pāoa,Ngāi Tai ki Tāmaki,Ngāti Hako,Te Ākitai Waiohua | 1.15 | 1 | 1 | 2010 | te puna wai | no | 1 | 3 | 1 | CCTV Available (10-20 Years Old) & Soil Type Available | 2.3916 | 2 | 1 | 3 | 1 |  | 1 |  | 5 | 0.765 | 0.014925 | Modelled Flow Data Used & Depth Available | 108.0606 | 2
2448 | 2663 | 16085 | 10007396 | 196131 | DSOTR | Otara Relief Branch | Gravity | Pipe | Buried | OP | CONC | None | 1986-06-30 | 3.39 | 3.26 | dwg | SI | Transmission | Legacy | 2 |  |  | 4 | 600 | [5 empty] | 76554 | NA |  | 107.03 |  | WSL |  | Waikato,Te Kawerau a Maki,Ngāti Maru,Ngāti Tamaoho,Ngāti Whanaunga,Ngāti Tamaterā,Ngāti Pāoa,Ngāi Tai ki Tāmaki,Ngāti Hako,Te Ākitai Waiohua | 1.69 | 2 | 1 | 2010 | te puna wai | no | 5 | 3 | 1 | CCTV Available (10-20 Years Old) & Soil Type Available | 2.3915 | 2 | 1 | 3 | 1 |  | 1 |  | 5 | 0.765 | 0.01498 | Modelled Flow Data Used & Depth Available | 107.026 | 5
954 | 1008 | 16509 | 10006648 | 195802 | DSNWL | New Lynn Branch | Gravity | Pipe | Buried | OP | CONC | None | 1958-06-30 | 3.12 | 3.04 | dwg | WI | Transmission | Legacy | 2 |  |  | 4 | 750 | [5 empty] | 75978 | NA |  | 3.04 |  | WSL |  | Waikato,Te Kawerau a Maki,Ngāti Whātua,Ngāti Maru,Ngāti Whātua o Ōrākei,Ngāti Tamaoho,Ngāti Tamaterā,Ngāi Tai ki Tāmaki,Ngāti Hako,Te Ākitai Waiohua | 2.36 | 2 | 2 | 2018 | CCTV Footage Review Log South_Latest.xls | no | 1 | 3 | 3 | CCTV Available (0-10 Years Old) & Soil Type Available | 2.3915 | 2 | 1 | 3 | 1 |  | 1 |  | 5 | 0.765 | 0.015218 | Modelled Flow Data Used & Depth Available | 3.0357 | 5
2375 | 2586 | 15429 | 10004271 | 193404 | DSB05 | Branch 5 Herne Bay | Gravity | Pipe | Tunnelled | OP | CONC | PVC | 1912-06-30 | 5.55 | 5.37 | dwg | OM | Transmission | DU0803 | 2 |  |  | 4 | 600 | [5 empty] | 74065 | NA |  | 43.13 |  | WSL |  | Te Kawerau a Maki,Ngāti Whātua,Ngāti Maru,Ngāti Whātua o Ōrākei,Ngāti Tamaoho,Te Patukirikiri,Ngāti Tamaterā,Ngāti Pāoa,Ngāi Tai ki Tāmaki,Ngāti Hako,Te Ākitai Waiohua | 2 | 2 | 2 | 2016 | te puna wai | no | 1 | 1 | 1 | CCTV Available (0-10 Years Old) & Soil Type Available | 2.3914 | 2 | 1 | 3 | 1 |  | 1 |  | 5 | 0.765 | 0.015314 | Modelled Flow Data Used & Depth Available | 43.134 | 5
2376 | 2587 | 15428 | 10004270 | 193316 | DSB05 | Branch 5 Herne Bay | Gravity | Pipe | Tunnelled | OP | CONC | PVC | 1912-06-30 | 5.37 | 5.31 | dwg | OM | Transmission | DU0803 | 2 |  |  | 4 | 600 | [5 empty] | 74064 | NA |  | 73.4 |  | WSL |  | Te Kawerau a Maki,Ngāti Whātua,Ngāti Maru,Ngāti Whātua o Ōrākei,Ngāti Tamaoho,Te Patukirikiri,Ngāti Tamaterā,Ngāti Pāoa,Ngāi Tai ki Tāmaki,Ngāti Hako,Te Ākitai Waiohua | 1 | 1 | 1 | 2018 | CCTV Footage Review Log South_Latest.xls | no | 1 | 1 | 1 | CCTV Available (0-10 Years Old) & Soil Type Available | 2.3914 | 2 | 1 | 3 | 1 |  | 1 |  | 5 | 0.765 | 0.015343 | Modelled Flow Data Used & Depth Available | 73.3954 | 2
1183 | 1253 | 28096 | 10009069 | 197429 | DSTSE | Tamaki South East Branch | Gravity | Pipe | Buried | OP | CONC | None | 2006-10-05 | 18.85 | 18 | 0.1s | TE | Transmission | DC07051 | 2 |  |  | 4 | 675 | [5 empty] | 78165 | NA |  | 323.64 |  | WSL |  | Waikato,Ngāti Maru,Ngāti Tamaoho,Ngāti Whanaunga,Ngāti Tamaterā,Ngāti Pāoa,Ngāi Tai ki Tāmaki,Ngāti Hako,Te Ākitai Waiohua | 1.21 | 1 |  |  |  | no | 1 | 3 | 1 | CCTV NOT Available or Over 30 Years Old & Soil Type Available | 2.3909 | 2 | 1 | 3 | 1 |  | 1 |  | 5 | 0.765 | 0.016502 | Modelled Flow Data Used & Depth Available | 323.6384 | 2
1181 | 1250 | 28099 | 10009068 | 197619 | DSTSE | Tamaki South East Branch | Gravity | Pipe | Buried | OP | CONC | None | 2006-10-05 | 17.97 | 17.9 | 0.1s | TE | Transmission | DC07051 | 2 |  |  | 4 | 675 | [5 empty] | 78164 | NA |  | 24.43 |  | WSL |  | Waikato,Ngāti Maru,Ngāti Tamaoho,Ngāti Whanaunga,Ngāti Tamaterā,Ngāti Pāoa,Ngāi Tai ki Tāmaki,Ngāti Hako,Te Ākitai Waiohua | 1.21 | 1 |  |  |  | no | 1 | 3 | 1 | CCTV NOT Available or Over 30 Years Old & Soil Type Available | 2.3909 | 2 | 1 | 3 | 1 |  | 1 |  | 5 | 0.765 | 0.016576 | Modelled Flow Data Used & Depth Available | 24.4261 | 2
2672 | 2905 | 16738 | 10006134 | 195196 | DSHNV | Henderson Valley Branch | Gravity | Pipe | Buried | OP | CONC | None | 1964-06-30 | 5.27 | 5.09 | dwg | WI | Transmission | Legacy | 2 |  |  | 4 | 600 | [5 empty] | 75551 | NA |  | 73.65 |  | WSL |  | Te Kawerau a Maki,Ngāti Whātua,Ngāti Whātua o Ōrākei,Ngāti Tamaoho,Ngāti Tamaterā,Te Ākitai Waiohua | 2 | 2 | 2 | 2018 | te puna wai | no | 1 | 3 | 2 | CCTV Available (0-10 Years Old) & Soil Type Available | 2.3909 | 2 | 1 | 3 | 1 |  | 1 | Significant Ecological Area - SEA_T_4867 | 5 | 0.765 | 0.016714 | Modelled Flow Data Used & Depth Available | 73.6496 | 5
1256 | 1345 | 16746 | 10006130 | 195195 | DSHNV | Henderson Valley Branch | Gravity | Pipe | Tunnelled | OP | CONC | None | 1964-06-30 | 4.44 | 4.29 | dwg | WI | Transmission | Legacy | 2 |  |  | 4 | 600 | [5 empty] | 75547 | NA |  | 73.99 |  | WSL |  | Te Kawerau a Maki,Ngāti Whātua,Ngāti Whātua o Ōrākei,Ngāti Tamaoho,Ngāti Tamaterā,Te Ākitai Waiohua | 2 | 2 | 2 | 2011 | te puna wai | no | 1 | 3 | 2 | CCTV Available (10-20 Years Old) & Soil Type Available | 2.3907 | 2 | 1 | 3 | 1 |  | 1 | Place Of Historic Heritage - Coronation Bridge, Significant Ecological Area - SEA_T_4867 | 5 | 0.765 | 0.01702 | Modelled Flow Data Used & Depth Available | 73.9904 | 5
1257 | 1346 | 16747 | 10006131 | 195422 | DSHNV | Henderson Valley Branch | Gravity | Pipe | Buried | OP | CONC | None | 1964-06-30 | 4.29 | 4.23 | dwg | WI | Transmission | Legacy | 2 |  |  | 4 | 600 | [5 empty] | 75546 | NA |  | 26.8 |  | WSL |  | Te Kawerau a Maki,Ngāti Whātua,Ngāti Whātua o Ōrākei,Ngāti Tamaoho,Ngāti Tamaterā,Te Ākitai Waiohua | 2 | 2 | 2 | 2018 | te puna wai | no | 1 | 3 | 2 | CCTV Available (0-10 Years Old) & Soil Type Available | 2.3907 | 2 | 1 | 3 | 1 |  | 1 |  | 5 | 0.765 | 0.01702 | Modelled Flow Data Used & Depth Available | 26.8026 | 5
1725 | 1880 | 17470 | 10099251 | 195051 | DSHNV | Henderson Valley Branch | Gravity | Pipe | Buried | OP | CONC | None | 1964-06-30 | 4.5 | 4.44 | dwg | WI | Transmission | Legacy | 2 |  |  | 4 | 600 | [5 empty] | 75548 | NA |  | 5.89 |  | WSL |  | Te Kawerau a Maki,Ngāti Whātua,Ngāti Whātua o Ōrākei,Ngāti Tamaoho,Ngāti Tamaterā,Te Ākitai Waiohua | 1.92 | 2 |  |  |  | no | 1 | 3 | 2 | CCTV NOT Available or Over 30 Years Old & Soil Type Available | 2.3907 | 2 | 1 | 3 | 1 |  | 1 | Place Of Historic Heritage - Coronation Bridge, Significant Ecological Area - SEA_T_4867 | 5 | 0.765 | 0.017023 | Modelled Flow Data Used & Depth Available | 5.8941 | 5
1599 | 1743 | 17237 | 10000426 | 192907 | DPFAN | PS 4 Fanshawe Street | Gravity | Pipe | Buried | OP | CONC | None | 1985-06-30 |  |  | dwg | OM | Transmission | Legacy | 2 |  |  | 4 | 300 | [5 empty] | 70406 | NA |  | 3.26 |  | WSL |  | Te Kawerau a Maki,Ngāti Whātua,Ngāti Maru,Ngāti Whātua o Ōrākei,Ngāti Tamaoho,Te Patukirikiri,Ngāti Tamaterā,Ngāti Pāoa,Ngāi Tai ki Tāmaki,Ngāti Hako,Te Ākitai Waiohua | 1 | 1 |  |  |  | no | 1 | 1 | 1 | CCTV NOT Available or Over 30 Years Old & Soil Type Available | 2.39 | 2 | 1 | 1 | 2 | Public Park & Sports Area | 1 | Mana Whenua - Te Paneiriiri | 1.5 | 0.825 | 0.2 | Diameter Used For Flow Approximation & Depth Available | 3.2572 | 2
1461 | 1561 | 15718 | 10006293 | 195621 | DSMAH | Mahia Branch | Gravity | Pipe | Buried | OP | CONC | None | 1969-06-30 | 5.07 | 4.85 | dwg | SI | Transmission | Legacy | 2 |  |  | 4 | 1200 | [5 empty] | 75687 | NA |  | 222.53 |  | WSL |  | Waikato,Ngāti Maru,Ngāti Tamaoho,Ngāti Whanaunga,Ngāti Tamaterā,Ngāti Pāoa,Ngāi Tai ki Tāmaki,Ngāti Hako,Te Ākitai Waiohua | 2.39 | 2 | 2 | 2016 | te puna wai | no | 5 | 3 | 2 | CCTV Available (0-10 Years Old) & Soil Type Available | 2.3892 | 2 | 2 | 5 | 1 |  | 1 |  | 1 | 0.755 | 0.018336 | Modelled Flow Data Used & Depth Available | 222.5322 | 5
4224 | 4509 | 940978 | 10087979 | 194961 | DSHLA | Hillcrest A Branch Sewer TS15A | Gravity | Pipe | Buried | OP | CONC | None | 2010-01-28 | 18.71 | 18.13 | 0.1s | NI | Transmission | R0001842 | 2 |  |  | 4 | 740 | [5 empty] | 64863 | NA |  | 101.96 |  | WSL |  | Te Kawerau a Maki,Ngāti Whātua,Ngāti Maru,Ngāti Whātua o Ōrākei,Ngāti Tamaoho,Ngāti Manuhiri,Te Patukirikiri,Ngāti Whanaunga,Ngāti Tamaterā,Ngāti Pāoa,Ngāi Tai ki Tāmaki,Ngāti Hako,Te Ākitai Waiohua | 1 | 1 | 1 | 2018 | te puna wai | no | 1 | 1 | 1 | CCTV Available (0-10 Years Old) & Soil Type Available | 2.3878 | 2 | 1 | 3 | 1 |  | 1 |  | 5 | 0.765 | 0.024502 | Modelled Flow Data Used & Depth Available | 101.9601 | 2
4284 | 4569 | 940977 | 10087980 | 195333 | DSHLA | Hillcrest A Branch Sewer TS15A | Gravity | Pipe | Buried | OP | CONC | None | 2010-01-28 | 18.96 | 18.71 | 0.1s | NI | Transmission | R0001842 | 2 |  |  | 4 | 740 | [5 empty] | 64864 | NA |  | 55.86 |  | WSL |  | Te Kawerau a Maki,Ngāti Whātua,Ngāti Maru,Ngāti Whātua o Ōrākei,Ngāti Tamaoho,Ngāti Manuhiri,Te Patukirikiri,Ngāti Whanaunga,Ngāti Tamaterā,Ngāti Pāoa,Ngāi Tai ki Tāmaki,Ngāti Hako,Te Ākitai Waiohua | 1 | 1 | 1 | 2018 | te puna wai | no | 1 | 1 | 1 | CCTV Available (0-10 Years Old) & Soil Type Available | 2.3878 | 2 | 1 | 3 | 1 |  | 1 |  | 5 | 0.765 | 0.024502 | Modelled Flow Data Used & Depth Available | 55.8564 | 2
3107 | 3369 | 909253 | 10090136 | 194317 | DSECB | East Coast Bays Branch Sewer TS7 | Gravity | Pipe | Buried | OP | CONC | None | 1965-01-01 |  |  | dwg | NI | Transmission | Legacy | 2 |  |  | 4 | 635 | [5 empty] | 64552 | NA |  | 75.15 |  | WSL |  | Te Kawerau a Maki,Ngāti Whātua,Ngāti Maru,Ngāti Whātua o Ōrākei,Ngāti Tamaoho,Ngāti Manuhiri,Te Patukirikiri,Ngāti Whanaunga,Ngāti Tamaterā,Ngāti Pāoa,Ngāi Tai ki Tāmaki,Ngāti Hako,Te Ākitai Waiohua | 3 | 3 | 3 | 2016 | te puna wai | no | 1 | 1 | 2 | CCTV Available (0-10 Years Old) & Soil Type Available | 2.3864 | 2 | 3 | 3 | 1 |  | 1 |  | 1.5 | 0.645 | 0.1317 | Modelled Flow Data Used & Depth Available | 75.1525 | 9
3359 | 3627 | 926499 | 10089225 | 193233 | DSALW | Albany West Branch Sewer TS25 | Gravity | Pipe | Buried | OP | CONC | None | 1992-07-01 |  |  | dwg | NI | Transmission | Legacy | 2 |  |  | 4 | 724 | [5 empty] | 64025 | NA |  | 43.69 |  | WSL |  | Te Kawerau a Maki,Ngāti Whātua,Ngāti Maru,Ngāti Whātua o Kaipara,Ngāti Whātua o Ōrākei,Ngāti Tamaoho,Ngāti Manuhiri,Te Patukirikiri,Ngāti Whanaunga,Ngāti Tamaterā,Ngāti Pāoa,Ngāi Tai ki Tāmaki,Ngāti Hako,Te Ākitai Waiohua | 1.97 | 2 |  |  |  | no | 5 | 3 | 1 | CCTV NOT Available or Over 30 Years Old & Soil Type Available | 2.3844 | 2 | 3 | 3 | 1 |  | 1 |  | 1.5 | 0.645 | 0.13017 | Modelled Flow Data Used & Depth Available | 43.6887 | 5
2274 | 2485 | 16570 | 10008884 | 197115 | DSTIT | Titirangi Branch | Gravity | Pipe | Buried | OP | CONC | None | 1964-06-30 |  | 2.73 | dwg | WI | Transmission | Legacy | 2 |  |  | 4 | 825 | [5 empty] | 78030 | NA |  | 46.76 |  | WSL |  | Waikato,Te Kawerau a Maki,Ngāti Whātua,Ngāti Maru,Ngāti Whātua o Ōrākei,Ngāti Tamaoho,Ngāti Tamaterā,Ngāi Tai ki Tāmaki,Ngāti Hako,Te Ākitai Waiohua | 3 | 3 | 3 | 2002 | te puna wai | no | 1 | 3 | 2 | CCTV Available (20-30 Years Old) & Soil Type Available | 2.3844 | 2 | 3 | 4 | 1 |  | 1 |  | 1.5 | 0.71 | 0.058542 | Modelled Flow Data Used & Depth Available | 46.7559 | 9
1035 | 1095 | 16513 | 10008244 | 196962 | DSSLN | Southlynn Branch | Gravity | Pipe | Bridged | OP | CLS | None | 1963-06-30 | 5.32 | 5.27 | dwg | WI | Transmission | Legacy | 2 |  |  | 4 | 310 | [5 empty] | 77426 | NA |  | 8.43 |  | WSL |  | Waikato,Te Kawerau a Maki,Ngāti Whātua,Ngāti Whātua o Ōrākei,Ngāti Tamaoho,Ngāti Tamaterā,Te Ākitai Waiohua | 3.71 | 4 | 3 | 2003 | te puna wai | no | 1 | 1 | 5 | CCTV Available (20-30 Years Old) & Soil Type Not Available | 2.3802 | 2 | 1 | 5 | 1 |  | 1 | Significant Ecological Area - SEA_T_4712 | 1 | 0.755 | 0.005907 | Modelled Flow Data Used & Depth Available | 8.4318 | 15
299 | 311 | 15683 | 10099273 | 196594 | DSSIN | Southern Interceptor | Gravity | Pipe | Buried | OP | CONC | None | 1965-06-30 | 3.73 | 3.66 | dwg | SI | Transmission | Legacy | 1 |  |  | 4 | 900 | [5 empty] | 77350 | NA |  | 25 |  | WSL |  | Waikato,Ngāti Maru,Ngāti Tamaoho,Ngāti Whanaunga,Ngāti Tamaterā,Ngāti Pāoa,Ngāi Tai ki Tāmaki,Ngāti Hako,Te Ākitai Waiohua | 1.92 | 2 |  |  |  | no | 1 | 3 | 2 | CCTV NOT Available or Over 30 Years Old & Soil Type Available | 2.3801 | 2 | 3 | 4 | 1 |  | 1 |  | 1 | 0.69 | 0.078249 | Modelled Flow Data Used & Depth Available | 25.0017 | 5
2644 | 2871 | 14892 | 10006735 | 195666 | DSONE | Onehunga Branch | Gravity | Pipe | Buried | OP | CONC | None | 1962-06-30 | -1.75 | -2.06 | dwg | WI | Transmission | Legacy | 2 |  |  | 4 | 900 | [5 empty] | 76048 | NA |  | 133.4 |  | WSL |  | Waikato,Te Kawerau a Maki,Ngāti Whātua,Ngāti Maru,Ngāti Whātua o Ōrākei,Ngāti Tamaoho,Ngāti Tamaterā,Ngāi Tai ki Tāmaki,Ngāti Hako,Te Ākitai Waiohua | 2.79 | 3 | 2 | 2021 | CCTV Footage Review Log South_Latest.xls | yes | 5 | 3 | 3 | CCTV Available (0-10 Years Old) & Soil Type Available | 2.3796 | 2 | 3 | 4 | 1 |  | 1 | Place Of Historic Heritage - Bray's Landing | 1 | 0.69 | 0.077863 | Modelled Flow Data Used & Depth Available | 133.4007 | 9
1729 | 1885 | 17319 | 10005858 | 194760 | DSGRM | Greenmount Branch | Gravity | Pipe | Bridged | OP | CLS | None | 1997-06-30 | 16.23 | 16.02 | 1.0g | TE | Transmission | GP07028 | 2 |  |  | 4 | 390 | [5 empty] | 75323 | NA |  | 18.34 |  | WSL |  | Waikato,Ngāti Maru,Ngāti Tamaoho,Ngāti Whanaunga,Ngāti Tamaterā,Ngāti Pāoa,Ngāi Tai ki Tāmaki,Ngāti Hako,Te Ākitai Waiohua | 2 | 2 | 2 | 2014 | te puna wai | no | 1 | 1 | 2 | CCTV Available (0-10 Years Old) & Soil Type Not Available | 2.3776 | 2 | 1 | 5 | 1 |  | 1 |  | 1 | 0.755 | 0.012689 | Modelled Flow Data Used & Depth Available | 18.3372 | 5
1164 | 1232 | 15397 | 10005280 | 194851 | DSEDB | Edendale Branch | Gravity | Pipe | Buried | OP | CONC | None | 1914-06-30 | 49.09 | 48.36 | dwg | OM | Transmission | Legacy | 2 |  |  | 4 | 1200 | [5 empty] | 74745 | NA |  | 64.2 |  | WSL |  | Waikato,Te Kawerau a Maki,Ngāti Whātua,Ngāti Maru,Ngāti Whātua o Ōrākei,Ngāti Tamaoho,Ngāti Tamaterā,Ngāi Tai ki Tāmaki,Ngāti Hako,Te Ākitai Waiohua | 3.47 | 3 | 3 | 2017 | CCTV Footage Review Log South_Latest.xls | no | 1 | 1 | 5 | CCTV Available (0-10 Years Old) & Soil Type Available | 2.3769 | 2 | 1 | 5 | 1 |  | 1 | Aquifer - Western Springs Volcanic Aquifer | 1 | 0.755 | 0.014684 | Modelled Flow Data Used & Depth Available | 64.2005 | 9
3052 | 3313 | 903844 | 10088052 | 195056 | DSKHK | Kahika Branch Sewer TS11 | Gravity | Pipe | Buried | OP | CONC | None | 1961-01-01 |  |  | dwg | NI | Transmission | Legacy | 2 |  |  | 4 | 635 | [5 empty] | 64928 | NA |  | 43.62 |  | WSL |  | Te Kawerau a Maki,Ngāti Whātua,Ngāti Maru,Ngāti Whātua o Ōrākei,Ngāti Tamaoho,Ngāti Manuhiri,Te Patukirikiri,Ngāti Whanaunga,Ngāti Tamaterā,Ngāti Pāoa,Ngāi Tai ki Tāmaki,Ngāti Hako,Te Ākitai Waiohua | 2.24 | 2 | 2 | 2015 | te puna wai | no | 1 | 1 | 3 | CCTV Available (0-10 Years Old) & Soil Type Available | 2.3746 | 2 | 3 | 3 | 1 |  | 1 |  | 1.5 | 0.645 | 0.12251 | Modelled Flow Data Used & Depth Available | 43.6218 | 5
2834 | 3085 | 302925 | 10077456 | 197528 | DSTIT | Titirangi Branch | Gravity | Pipe | Buried | OP | CONC | None | 1964-06-30 | 2.95 |  | dwg | WI | Transmission | Legacy | 2 |  |  | 4 | 825 | [5 empty] | 78031 | NA |  | 39.51 |  | WSL |  | Waikato,Te Kawerau a Maki,Ngāti Whātua,Ngāti Maru,Ngāti Whātua o Ōrākei,Ngāti Tamaoho,Ngāti Tamaterā,Ngāi Tai ki Tāmaki,Ngāti Hako,Te Ākitai Waiohua | 1.92 | 2 |  |  |  | no | 1 | 3 | 2 | CCTV NOT Available or Over 30 Years Old & Soil Type Available | 2.374 | 2 | 3 | 4 | 1 |  | 1 |  | 1.5 | 0.71 | 0.049807 | Modelled Flow Data Used & Depth Available | 39.512 | 5
3175 | 3439 | 919340 | 10088830 | 197733 | DSTPF | Takapuna Foreshore Branch Sewer TS6B | Gravity | Pipe | Buried | OP | CONC | RIBLO | 1940-01-01 |  |  | dwg | NI | Transmission | Legacy | 2 |  |  | 4 | 550 | [5 empty] | 65407 | NA |  | 56.98 |  | WSL |  | Te Kawerau a Maki,Ngāti Whātua,Ngāti Maru,Ngāti Whātua o Ōrākei,Ngāti Tamaoho,Ngāti Manuhiri,Te Patukirikiri,Ngāti Whanaunga,Ngāti Tamaterā,Ngāti Pāoa,Ngāi Tai ki Tāmaki,Ngāti Hako,Te Ākitai Waiohua | 3 | 3 | 3 | 2015 | te puna wai | no | 5 | 1 | 1 | CCTV Available (0-10 Years Old) & Soil Type Available | 2.372 | 2 | 2 | 2 | 1 |  | 1 |  | 1.5 | 0.58 | 0.4 | Diameter Used For Flow Approximation & Depth Available | 56.9755 | 9
2992 | 3252 | 904676 | 10090033 | 194424 | DSDEV | Devonport Branch Sewer TS1 | Gravity | Pipe | Buried | OP | CONC | None | 1968-01-01 |  |  | dwg | NI | Transmission | Legacy | 2 |  |  | 4 | 550 | [5 empty] | 64472 | NA |  | 42.79 |  | WSL |  | Te Kawerau a Maki,Ngāti Whātua,Ngāti Maru,Ngāti Whātua o Ōrākei,Ngāti Tamaoho,Te Patukirikiri,Ngāti Whanaunga,Ngāti Tamaterā,Ngāti Pāoa,Ngāi Tai ki Tāmaki,Ngāti Hako,Te Ākitai Waiohua | 4 | 4 | 4 | 2016 | te puna wai | yes | 5 | 3 | 2 | CCTV Available (0-10 Years Old) & Soil Type Available | 2.372 | 2 | 2 | 2 | 1 |  | 1 |  | 1.5 | 0.58 | 0.4 | Diameter Used For Flow Approximation & Depth Available | 42.7891 | 15
2801 | 3049 | 302890 | 10073484 | 196191 | DSOND | Otahuhu North Branch Diversion Sewer | Gravity | Pipe | Buried | OP | PE | None | 2011-07-01 | 2.53 |  | appr | EI | Transmission | T0000080 | 2 |  |  | 4 | 500 | [5 empty] | 76033 | NA |  | 40.45 |  | WSL |  | Waikato,Te Kawerau a Maki,Ngāti Maru,Ngāti Whātua o Ōrākei,Ngāti Tamaoho,Ngāti Tamaterā,Ngāti Pāoa,Ngāi Tai ki Tāmaki,Ngāti Hako,Te Ākitai Waiohua | 2 | 2 | 2 | 2011 | te puna wai | no | 5 | 1 | 1 | CCTV Available (10-20 Years Old) & Soil Type Available | 2.372 | 2 | 2 | 2 | 1 |  | 1 | Mana Whenua - Te To Waka Otahuhu portage , Aquifer - Auckland Isthmus Volcanic Aquifer | 1.5 | 0.58 | 0.4 | Diameter Used For Flow Approximation & Depth Available | 40.4526 | 5
4564 | 647013 | 17882 | 1 | 1 | DSB09 | Branch 9 Mt Roskill | Gravity | Pipe | Buried | OP | CLS | None | 1965-06-30 |  |  | dwg | WI | Transmission | Legacy | 2 |  |  | 4 | 525 | [8 empty] | 38.23 |  | WSL |  | Waikato,Te Kawerau a Maki,Ngāti Whātua,Ngāti Maru,Ngāti Whātua o Ōrākei,Ngāti Tamaoho,Ngāti Tamaterā,Ngāi Tai ki Tāmaki,Ngāti Hako,Te Ākitai Waiohua | 4.58 | 5 |  |  |  | no | 5 | 1 | 5 | CCTV NOT Available or Over 30 Years Old & Soil Type Available | 2.372 | 2 | 2 | 2 | 1 |  | 1 |  | 1.5 | 0.58 | 0.4 | Diameter Used For Flow Approximation & Depth Available | 38.2335 | 19
4550 | 5058 | 2734859 | 10105541 | 194664 | DSGLE | Glen Eden Branch | Outfall | Pipe | Buried | OP | CONC | None | 2017-12-24 |  |  | 0.1s | WI | Transmission | T0001202 | 4 |  |  | 4 | 450 | [5 empty] | 75305 | NA |  | 34.59 |  | WSL |  | Te Kawerau a Maki,Ngāti Whātua,Ngāti Whātua o Ōrākei,Ngāti Tamaoho,Ngāti Tamaterā,Te Ākitai Waiohua | 1.97 | 2 |  |  |  | no | 5 | 3 | 1 | CCTV NOT Available or Over 30 Years Old & Soil Type Available | 2.372 | 2 | 2 | 2 | 1 |  | 1 |  | 1.5 | 0.58 | 0.4 | Diameter Used For Flow Approximation & Depth Available | 34.5929 | 5
1503 | 1610 | 17209 | 10007861 | 196948 | DSRAN | Ranui Branch | Gravity | Pipe | Buried | OP | CONC | None | 1989-06-30 |  |  | dwg | WI | Transmission | Legacy | 2 |  |  | 4 | 400 | [5 empty] | 77122 | NA |  | 29.57 |  | WSL |  | Te Kawerau a Maki,Ngāti Whātua,Ngāti Whātua o Ōrākei,Ngāti Tamaoho,Ngāti Tamaterā,Te Ākitai Waiohua | 2 | 2 | 2 | 2016 | CCTV Footage Review Log South_Latest.xls | no | 5 | 3 | 1 | CCTV Available (0-10 Years Old) & Soil Type Available | 2.372 | 2 | 2 | 2 | 1 |  | 1 |  | 1.5 | 0.58 | 0.4 | Diameter Used For Flow Approximation & Depth Available | 29.5741 | 5
3221 | 3485 | 917713 | 10089690 | 194004 | DSBKD | Birkdale Branch Sewer TS14 | Gravity | Pipe | Buried | OP | CONC | None | 1962-01-01 |  |  | dwg | NI | Transmission | Legacy | 2 |  |  | 4 | 440 | [5 empty] | 64278 | NA |  | 23.18 |  | WSL |  | Te Kawerau a Maki,Ngāti Whātua,Ngāti Maru,Ngāti Whātua o Ōrākei,Ngāti Tamaoho,Ngāti Manuhiri,Ngāti Whanaunga,Ngāti Tamaterā,Ngāti Pāoa,Ngāi Tai ki Tāmaki,Ngāti Hako,Te Ākitai Waiohua | 3.17 | 3 |  |  |  | no | 5 | 1 | 3 | CCTV NOT Available or Over 30 Years Old & Soil Type Available | 2.372 | 2 | 2 | 2 | 1 |  | 1 |  | 1.5 | 0.58 | 0.4 | Diameter Used For Flow Approximation & Depth Available | 23.183 | 9
4369 | 4662 | 2683475 | 10100917 | 194429 | DSDEV | Devonport Branch Sewer TS1 | Gravity | Pipe | Buried | OP | CONC | None | 1968-01-01 |  |  | dwg | NI | Transmission | Legacy | 2 |  |  | 4 | 550 | [5 empty] | 64475 | NA |  | 21.43 |  | WSL |  | Te Kawerau a Maki,Ngāti Whātua,Ngāti Maru,Ngāti Whātua o Ōrākei,Ngāti Tamaoho,Te Patukirikiri,Ngāti Whanaunga,Ngāti Tamaterā,Ngāti Pāoa,Ngāi Tai ki Tāmaki,Ngāti Hako,Te Ākitai Waiohua | 2.67 | 3 |  |  |  | no | 5 | 3 | 2 | CCTV NOT Available or Over 30 Years Old & Soil Type Available | 2.372 | 2 | 2 | 2 | 1 |  | 1 |  | 1.5 | 0.58 | 0.4 | Diameter Used For Flow Approximation & Depth Available | 21.4323 | 9
4366 | 4659 | 2674248 | 10100531 | 194683 | DSGLF | Glenfield Branch Sewer TS4A | Gravity | Pipe | Buried | OP | CONC | None | 1962-01-01 |  |  | dwg | NI | Transmission | Legacy | 2 |  |  | 4 | 457 | [5 empty] | 64651 | NA |  | 20.17 |  | WSL |  | Te Kawerau a Maki,Ngāti Whātua,Ngāti Maru,Ngāti Whātua o Ōrākei,Ngāti Tamaoho,Ngāti Manuhiri,Te Patukirikiri,Ngāti Whanaunga,Ngāti Tamaterā,Ngāti Pāoa,Ngāi Tai ki Tāmaki,Ngāti Hako,Te Ākitai Waiohua | 3.17 | 3 |  |  |  | no | 5 | 1 | 3 | CCTV NOT Available or Over 30 Years Old & Soil Type Available | 2.372 | 2 | 2 | 2 | 1 |  | 1 |  | 1.5 | 0.58 | 0.4 | Diameter Used For Flow Approximation & Depth Available | 20.1717 | 9
4367 | 4660 | 2674250 | 10100530 | 195038 | DSGLF | Glenfield Branch Sewer TS4A | Gravity | Pipe | Buried | OP | CONC | None | 2016-09-08 |  |  | dwg | NI | Transmission | Legacy | 2 |  |  | 4 | 457 | [5 empty] | 64652 | NA |  | 16.36 |  | WSL |  | Te Kawerau a Maki,Ngāti Whātua,Ngāti Maru,Ngāti Whātua o Ōrākei,Ngāti Tamaoho,Ngāti Manuhiri,Te Patukirikiri,Ngāti Whanaunga,Ngāti Tamaterā,Ngāti Pāoa,Ngāi Tai ki Tāmaki,Ngāti Hako,Te Ākitai Waiohua | 1.76 | 2 |  |  |  | no | 5 | 1 | 1 | CCTV NOT Available or Over 30 Years Old & Soil Type Available | 2.372 | 2 | 2 | 2 | 1 |  | 1 |  | 1.5 | 0.58 | 0.4 | Diameter Used For Flow Approximation & Depth Available | 16.36 | 5
1574 | 1711 | 31432 | 10009482 | 197995 | DSWIR | Wiri Branch | Gravity | Pipe | Buried | OP | CONC | None | 1971-06-30 |  | 23.57 | dwg | SI | Transmission | Legacy | 2 |  |  | 4 | 470 | [5 empty] | 78585 | NA |  | 14.7 |  | WSL |  | Waikato,Te Kawerau a Maki,Ngāti Maru,Ngāti Tamaoho,Ngāti Whanaunga,Ngāti Tamaterā,Ngāti Pāoa,Ngāi Tai ki Tāmaki,Ngāti Hako,Te Ākitai Waiohua | 2.33 | 2 | 2 | 2004 | te puna wai | no | 5 | 1 | 2 | CCTV Available (10-20 Years Old) & Soil Type Available | 2.372 | 2 | 2 | 2 | 1 |  | 1 |  | 1.5 | 0.58 | 0.4 | Diameter Used For Flow Approximation & Depth Available | 14.7042 | 5
1568 | 1705 | 15926 | 10009502 | 198000 | DSWIR | Wiri Branch | Gravity | Pipe | Buried | OP | CLS | None | 1971-06-30 |  |  | dwg | SI | Transmission | Legacy | 2 |  |  | 4 | 470 | [5 empty] | 78586 | NA |  | 12.63 |  | WSL |  | Waikato,Te Kawerau a Maki,Ngāti Maru,Ngāti Tamaoho,Ngāti Whanaunga,Ngāti Tamaterā,Ngāti Pāoa,Ngāi Tai ki Tāmaki,Ngāti Hako,Te Ākitai Waiohua | 3.85 | 4 | 2 | 2011 | te puna wai | no | 5 | 1 | 5 | CCTV Available (10-20 Years Old) & Soil Type Available | 2.372 | 2 | 2 | 2 | 1 |  | 1 |  | 1.5 | 0.58 | 0.4 | Diameter Used For Flow Approximation & Depth Available | 12.6324 | 15
4399 | 4695 | 2714672 | 10102284 | 194423 | DSCWD | Chatswood Branch Sewer TS9 | Gravity | Pipe | Buried | OP | CLS | None | 2014-12-01 |  |  | dwg | NI | Transmission | T0001138 | 2 |  |  | 4 | 400 | [5 empty] | 64464 | NA |  | 8.08 |  | WSL |  | Te Kawerau a Maki,Ngāti Whātua,Ngāti Maru,Ngāti Whātua o Ōrākei,Ngāti Tamaoho,Ngāti Tamaterā,Ngāti Pāoa,Ngāi Tai ki Tāmaki,Ngāti Hako,Te Ākitai Waiohua | 1.76 | 2 |  |  |  | no | 5 | 1 | 1 | CCTV NOT Available or Over 30 Years Old & Soil Type Available | 2.372 | 2 | 2 | 2 | 1 |  | 1 |  | 1.5 | 0.58 | 0.4 | Diameter Used For Flow Approximation & Depth Available | 8.0834 | 5
4795 | 759471 | 927258 | 10088216 | 196055 | DSMFB | Milford Beach Branch Sewer TS6C | Gravity | Pipe | Buried | OP | CONC | None | 1954-01-01 | 2.94 |  | dwg | NI | Transmission | Legacy | 2 |  |  | 4 | 525 |  |  |  |  | CONS | 65050 | NA |  | 7.95 |  | WSL |  | Te Kawerau a Maki,Ngāti Whātua,Ngāti Maru,Ngāti Whātua o Ōrākei,Ngāti Tamaoho,Ngāti Manuhiri,Te Patukirikiri,Ngāti Whanaunga,Ngāti Tamaterā,Ngāti Pāoa,Ngāi Tai ki Tāmaki,Ngāti Hako,Te Ākitai Waiohua | 3.1 | 3 | 3 | 2015 | te puna wai | no | 5 | 1 | 3 | CCTV Available (0-10 Years Old) & Soil Type Available | 2.372 | 2 | 2 | 2 | 1 |  | 1 |  | 1.5 | 0.58 | 0.4 | Diameter Used For Flow Approximation & Depth Available | 7.9485 | 9
4027 | 4305 | 928468 | 10090303 | 194670 | DSGLF | Glenfield Branch Sewer TS4A | Gravity | Pipe | Buried | OP | CONC | None | 1961-01-01 |  |  | dwg | NI | Transmission | Legacy | 2 |  |  | 4 | 525 | [5 empty] | 64638 | NA |  | 6.6 |  | WSL |  | Te Kawerau a Maki,Ngāti Whātua,Ngāti Maru,Ngāti Whātua o Ōrākei,Ngāti Tamaoho,Ngāti Manuhiri,Te Patukirikiri,Ngāti Whanaunga,Ngāti Tamaterā,Ngāti Pāoa,Ngāi Tai ki Tāmaki,Ngāti Hako,Te Ākitai Waiohua | 2.67 | 3 | 2 | 2016 | te puna wai | no | 5 | 1 | 3 | CCTV Available (0-10 Years Old) & Soil Type Available | 2.372 | 2 | 2 | 2 | 1 |  | 1 |  | 1.5 | 0.58 | 0.4 | Diameter Used For Flow Approximation & Depth Available | 6.599 | 9
4565 | 647014 | 17883 | 1 | 1 | DSB09 | Branch 9 Mt Roskill | Gravity | Pipe | Buried | OP | CLS | None | 1965-06-30 |  |  | dwg | WI | Transmission | Legacy | 2 |  |  | 4 | 525 | [8 empty] | 4.74 |  | WSL |  | Waikato,Te Kawerau a Maki,Ngāti Whātua,Ngāti Maru,Ngāti Whātua o Ōrākei,Ngāti Tamaoho,Ngāti Tamaterā,Ngāi Tai ki Tāmaki,Ngāti Hako,Te Ākitai Waiohua | 4.58 | 5 |  |  |  | no | 5 | 1 | 5 | CCTV NOT Available or Over 30 Years Old & Soil Type Available | 2.372 | 2 | 2 | 2 | 1 |  | 1 |  | 1.5 | 0.58 | 0.4 | Diameter Used For Flow Approximation & Depth Available | 4.7424 | 19
1080 | 1140 | 17065 | 10000677 | 193073 | DPGND | PS 14 Glendowie | Gravity | Pipe | Buried | OP | CONC | None | 1996-06-30 |  |  | dwg | EI | Transmission | Legacy | 2 |  |  | 4 | 525 | [5 empty] | 70607 | NA |  | 4.07 |  | WSL |  | Waikato,Te Kawerau a Maki,Ngāti Whātua,Ngāti Maru,Ngāti Whātua o Ōrākei,Ngāti Tamaoho,Te Patukirikiri,Ngāti Whanaunga,Ngāti Tamaterā,Ngāti Pāoa,Ngāi Tai ki Tāmaki,Ngāti Hako,Te Ākitai Waiohua | 1.76 | 2 |  |  |  | no | 5 | 1 | 1 | CCTV NOT Available or Over 30 Years Old & Soil Type Available | 2.372 | 2 | 2 | 2 | 1 |  | 1 |  | 1.5 | 0.58 | 0.4 | Diameter Used For Flow Approximation & Depth Available | 4.0731 | 5
4631 | 734764 | 2636625 | 10095942 | 195404 | DSNCT | Northcote Branch Sewer TS8 | Gravity | Pipe | Buried | OP | PE | None | 2019-11-25 |  |  | dwg | NI | Transmission | T0000852 | 2 |  |  | 4 | 550 |  |  |  |  | SPLIT | 65103 | NA |  | 3.39 |  | WSL |  | Te Kawerau a Maki,Ngāti Whātua,Ngāti Maru,Ngāti Whātua o Ōrākei,Ngāti Tamaoho,Ngāti Manuhiri,Te Patukirikiri,Ngāti Whanaunga,Ngāti Tamaterā,Ngāti Pāoa,Ngāi Tai ki Tāmaki,Ngāti Hako,Te Ākitai Waiohua | 1.76 | 2 |  |  |  | no | 5 | 1 | 1 | CCTV NOT Available or Over 30 Years Old & Soil Type Available | 2.372 | 2 | 2 | 2 | 1 |  | 1 |  | 1.5 | 0.58 | 0.4 | Diameter Used For Flow Approximation & Depth Available | 3.393 | 5
4368 | 4661 | 2674251 | 10100532 | 195189 | DSGLF | Glenfield Branch Sewer TS4A | Gravity | Pipe | Buried | OP | CONC | None | 2016-09-08 |  |  | dwg | NI | Transmission | Legacy | 2 |  |  | 4 | 457 | [5 empty] | 64650 | NA |  | 2.47 |  | WSL |  | Te Kawerau a Maki,Ngāti Whātua,Ngāti Maru,Ngāti Whātua o Ōrākei,Ngāti Tamaoho,Ngāti Manuhiri,Te Patukirikiri,Ngāti Whanaunga,Ngāti Tamaterā,Ngāti Pāoa,Ngāi Tai ki Tāmaki,Ngāti Hako,Te Ākitai Waiohua | 1.76 | 2 |  |  |  | no | 5 | 1 | 1 | CCTV NOT Available or Over 30 Years Old & Soil Type Available | 2.372 | 2 | 2 | 2 | 1 |  | 1 |  | 1.5 | 0.58 | 0.4 | Diameter Used For Flow Approximation & Depth Available | 2.4682 | 5
3446 | 3719 | 935005 | 10089918 | 194276 | DSCHH | Church House Branch Sewer TS21 | Gravity | Pipe | Buried | OP | CONC | None | 1990-01-01 |  |  | dwg | NI | Transmission | Legacy | 2 |  |  | 4 | 457 | [5 empty] | 64400 | NA |  | 1.98 |  | WSL |  | Te Kawerau a Maki,Ngāti Whātua,Ngāti Maru,Ngāti Whātua o Kaipara,Ngāti Whātua o Ōrākei,Ngāti Tamaoho,Ngāti Manuhiri,Ngāti Whanaunga,Ngāti Tamaterā,Ngāi Tai ki Tāmaki,Ngāti Hako,Te Ākitai Waiohua | 1.97 | 2 |  |  |  | no | 5 | 3 | 1 | CCTV NOT Available or Over 30 Years Old & Soil Type Available | 2.372 | 2 | 2 | 2 | 1 |  | 1 |  | 1.5 | 0.58 | 0.4 | Diameter Used For Flow Approximation & Depth Available | 1.9802 | 5
3406 | 3677 | 925471 | 10088215 | 195512 | DSMFB | Milford Beach Branch Sewer TS6C | Gravity | Pipe | Buried | OP | CONC | None | 1954-01-01 | 2.93 |  | dwg | NI | Transmission | Legacy | 2 | 2.93 |  | 4 | 525 |  |  |  |  | CONS | 65049 | NA |  | 1.03 |  | WSL |  | Te Kawerau a Maki,Ngāti Whātua,Ngāti Maru,Ngāti Whātua o Ōrākei,Ngāti Tamaoho,Ngāti Manuhiri,Te Patukirikiri,Ngāti Whanaunga,Ngāti Tamaterā,Ngāti Pāoa,Ngāi Tai ki Tāmaki,Ngāti Hako,Te Ākitai Waiohua | 3.1 | 3 | 3 | 2015 | te puna wai | no | 5 | 1 | 3 | CCTV Available (0-10 Years Old) & Soil Type Available | 2.372 | 2 | 2 | 2 | 1 |  | 1 |  | 1.5 | 0.58 | 0.4 | Diameter Used For Flow Approximation & Depth Available | 1.0316 | 9
3111 | 3373 | 906148 | 10089323 | 194119 | DSBAV | Bayview Branch Sewer TS13 | Gravity | Pipe | Buried | OP | CONC | None | 1972-01-01 |  |  | dwg | NI | Transmission | Legacy | 2 |  |  | 4 | 440 | [5 empty] | 64080 | NA |  | 1 |  | WSL |  | Te Kawerau a Maki,Ngāti Whātua,Ngāti Maru,Ngāti Whātua o Ōrākei,Ngāti Tamaoho,Ngāti Manuhiri,Ngāti Whanaunga,Ngāti Tamaterā,Ngāti Pāoa,Ngāi Tai ki Tāmaki,Ngāti Hako,Te Ākitai Waiohua | 2.67 | 3 |  |  |  | no | 5 | 3 | 2 | CCTV NOT Available or Over 30 Years Old & Soil Type Available | 2.372 | 2 | 2 | 2 | 1 |  | 1 | Significant Ecological Area - SEA_T_8323 | 1.5 | 0.58 | 0.4 | Diameter Used For Flow Approximation & Depth Available | 0.99918 | 9
4740 | 745503 | 5724166 | 0 | 82770422 | DSMIL | Milldale Branch Sewer | Gravity | Pipe | Buried | OP | CONC | None | 2021-04-01 | 28.55 | 25.52 | 0.1s | NI | Transmission | 2012755.00 | 2 |  |  |  | 525 | ASBUILT | ASBUILT | ASBUILT | ASBUILT | CONS | 82750973 |  |  | 56.53 | ASBUILT | WSL |  | Te Kawerau a Maki,Ngāti Whātua,Ngāti Maru,Ngāti Whātua o Kaipara,Ngāti Manuhiri,Ngāti Whanaunga,Ngāti Tamaterā,Ngāti Pāoa,Ngāi Tai ki Tāmaki,Ngāti Hako,Te Ākitai Waiohua | 1.59 | 2 |  |  |  | no | 3 | 3 | 1 | CCTV NOT Available or Over 30 Years Old & Soil Type Not Available | 2.372 | 2 | 2 | 2 | 1 |  | 1 |  | 1.5 | 0.58 | 0.4 | Diameter Used For Flow Approximation & Depth Available | 56.5301 | 5
2793 | 3040 | 302878 | 10073486 | 196039 | DSOND | Otahuhu North Branch Diversion Sewer | Gravity | Pipe | Buried | OP | PE | None | 2011-07-01 |  | 2.81 | dwg | EI | Transmission | T0000080 | 2 |  |  | 4 | 550 | [5 empty] | 76035 | NA |  | 49.57 |  | WSL |  | Waikato,Te Kawerau a Maki,Ngāti Maru,Ngāti Whātua o Ōrākei,Ngāti Tamaoho,Ngāti Tamaterā,Ngāti Pāoa,Ngāi Tai ki Tāmaki,Ngāti Hako,Te Ākitai Waiohua | 1.42 | 1 | 1 | 2011 | te puna wai | no | 3 | 3 | 1 | CCTV Available (10-20 Years Old) & Soil Type Available | 2.372 | 2 | 2 | 2 | 1 |  | 1 | Mana Whenua - Te To Waka Otahuhu portage , Aquifer - Auckland Isthmus Volcanic Aquifer | 1.5 | 0.58 | 0.4 | Diameter Used For Flow Approximation & Depth Available | 49.573 | 2
4709 | 745458 | 5724169 | 0 | 82770425 | DSMIL | Milldale Branch Sewer | Gravity | Pipe | Buried | OP | CONC | None | 2021-04-01 | 24.06 | 22.85 | 0.1s | NI | Transmission | 2012755.00 | 2 |  |  |  | 525 | ASBUILT | ASBUILT | ASBUILT | ASBUILT | CONS | 82750970 |  |  | 49 | ASBUILT | WSL |  | Te Kawerau a Maki,Ngāti Whātua,Ngāti Maru,Ngāti Whātua o Kaipara,Ngāti Manuhiri,Ngāti Whanaunga,Ngāti Tamaterā,Ngāti Pāoa,Ngāi Tai ki Tāmaki,Ngāti Hako,Te Ākitai Waiohua | 1.59 | 2 |  |  |  | no | 3 | 3 | 1 | CCTV NOT Available or Over 30 Years Old & Soil Type Not Available | 2.372 | 2 | 2 | 2 | 1 |  | 1 |  | 1.5 | 0.58 | 0.4 | Diameter Used For Flow Approximation & Depth Available | 49.0015 | 5
4783 | 749024 | 5724170 | 0 | 82770426 | DSMIL | Milldale Branch Sewer | Gravity | Pipe | Buried | OP | CONC | None | 2021-04-01 | 22.76 | 21.68 | 0.1s | NI | Transmission | 2012755.00 | 2 |  |  |  | 525 | ASBUILT | ASBUILT | ASBUILT | ASBUILT | CONS | 82750969 |  |  | 45.58 | ASBUILT | WSL |  | Te Kawerau a Maki,Ngāti Whātua,Ngāti Maru,Ngāti Whātua o Kaipara,Ngāti Manuhiri,Ngāti Whanaunga,Ngāti Tamaterā,Ngāti Pāoa,Ngāi Tai ki Tāmaki,Ngāti Hako,Te Ākitai Waiohua | 1.59 | 2 |  |  |  | no | 3 | 3 | 1 | CCTV NOT Available or Over 30 Years Old & Soil Type Not Available | 2.372 | 2 | 2 | 2 | 1 |  | 1 |  | 1.5 | 0.58 | 0.4 | Diameter Used For Flow Approximation & Depth Available | 45.5818 | 5
4721 | 745476 | 5724168 | 0 | 82770424 | DSMIL | Milldale Branch Sewer | Gravity | Pipe | Buried | OP | CONC | None | 2021-04-01 | 25.22 | 24.1 | 0.1s | NI | Transmission | 2012755.00 | 2 |  |  |  | 525 | ASBUILT | ASBUILT | ASBUILT | ASBUILT | CONS | 82750971 |  |  | 39 | ASBUILT | WSL |  | Te Kawerau a Maki,Ngāti Whātua,Ngāti Maru,Ngāti Whātua o Kaipara,Ngāti Manuhiri,Ngāti Whanaunga,Ngāti Tamaterā,Ngāti Pāoa,Ngāi Tai ki Tāmaki,Ngāti Hako,Te Ākitai Waiohua | 1.59 | 2 |  |  |  | no | 3 | 3 | 1 | CCTV NOT Available or Over 30 Years Old & Soil Type Not Available | 2.372 | 2 | 2 | 2 | 1 |  | 1 |  | 1.5 | 0.58 | 0.4 | Diameter Used For Flow Approximation & Depth Available | 39.004 | 5
3214 | 3478 | 916796 | 10090014 | 194296 | DSCWD | Chatswood Branch Sewer TS9 | Gravity | Pipe | Buried | OP | CONC | None | 1960-01-01 |  |  | dwg | NI | Transmission | Legacy | 2 |  |  | 4 | 440 | [5 empty] | 64462 | NA |  | 33.56 |  | WSL |  | Te Kawerau a Maki,Ngāti Whātua,Ngāti Maru,Ngāti Whātua o Ōrākei,Ngāti Tamaoho,Ngāti Tamaterā,Ngāti Pāoa,Ngāi Tai ki Tāmaki,Ngāti Hako,Te Ākitai Waiohua | 2.79 | 3 |  |  |  | no | 3 | 1 | 3 | CCTV NOT Available or Over 30 Years Old & Soil Type Available | 2.372 | 2 | 2 | 2 | 1 |  | 1 | Significant Ecological Area - SEA_T_8178 | 1.5 | 0.58 | 0.4 | Diameter Used For Flow Approximation & Depth Available | 33.5649 | 9
3850 | 4127 | 917474 | 10090050 | 82593951 | DSDEV | Devonport Branch Sewer TS1 | Gravity | Pipe | Buried | OP | CONC | None | 1968-01-01 |  |  | dwg | NI | Transmission | Legacy | 2 |  |  | 4 | 550 | ASBUILT | ASBUILT | ASBUILT | ASBUILT | CONS | 64492 | NA |  | 27.42 | ASBUILT | WSL |  | Te Kawerau a Maki,Ngāti Whātua,Ngāti Maru,Ngāti Whātua o Ōrākei,Ngāti Tamaoho,Te Patukirikiri,Ngāti Whanaunga,Ngāti Tamaterā,Ngāti Pāoa,Ngāi Tai ki Tāmaki,Ngāti Hako,Te Ākitai Waiohua | 2.29 | 2 |  |  | CCTV app | yes | 3 | 3 | 2 | CCTV NOT Available or Over 30 Years Old & Soil Type Available | 2.372 | 2 | 2 | 2 | 1 |  | 1 |  | 1.5 | 0.58 | 0.4 | Diameter Used For Flow Approximation & Depth Available | 27.418 | 5
4735 | 745497 | 5724167 | 0 | 82770423 | DSMIL | Milldale Branch Sewer | Gravity | Pipe | Buried | OP | CONC | None | 2021-04-01 | 25.48 | 25.25 | 0.1s | NI | Transmission | 2012755.00 | 2 |  |  |  | 525 | ASBUILT | ASBUILT | ASBUILT | ASBUILT | CONS | 82750972 |  |  | 8.28 | ASBUILT | WSL |  | Te Kawerau a Maki,Ngāti Whātua,Ngāti Maru,Ngāti Whātua o Kaipara,Ngāti Manuhiri,Ngāti Whanaunga,Ngāti Tamaterā,Ngāti Pāoa,Ngāi Tai ki Tāmaki,Ngāti Hako,Te Ākitai Waiohua | 1.59 | 2 |  |  |  | no | 3 | 3 | 1 | CCTV NOT Available or Over 30 Years Old & Soil Type Not Available | 2.372 | 2 | 2 | 2 | 1 |  | 1 |  | 1.5 | 0.58 | 0.4 | Diameter Used For Flow Approximation & Depth Available | 8.2839 | 5
3852 | 4129 | 920898 | 10088411 | 82593960 | DSNRO | Northboro Branch Sewer TS2 | Gravity | Pipe | Buried | OP | CONC | None | 1967-01-01 |  |  | dwg | NI | Transmission | Legacy | 2 |  |  | 4 | 570 | ASBUILT | ASBUILT | ASBUILT | ASBUILT | CONS | 65165 | NA |  | 5.18 | ASBUILT | WSL |  | Te Kawerau a Maki,Ngāti Whātua,Ngāti Maru,Ngāti Whātua o Ōrākei,Ngāti Tamaoho,Te Patukirikiri,Ngāti Whanaunga,Ngāti Tamaterā,Ngāti Pāoa,Ngāi Tai ki Tāmaki,Ngāti Hako,Te Ākitai Waiohua | 2.08 | 2 |  |  |  | no | 3 | 1 | 2 | CCTV NOT Available or Over 30 Years Old & Soil Type Available | 2.372 | 2 | 2 | 2 | 1 |  | 1 |  | 1.5 | 0.58 | 0.4 | Diameter Used For Flow Approximation & Depth Available | 5.1803 | 5
4340 | 4630 | 2642182 | 10095831 | 195541 | DSMSN | Massey North Branch | Gravity | Pipe | Buried | OP | PE | None | 2014-07-07 |  |  | dwg | WI | Transmission | T0000828 | 2 |  |  | 4 | 400 | [5 empty] | 75931 | NA |  | 273.56 |  | WSL |  | Te Kawerau a Maki,Ngāti Whātua,Ngāti Maru,Ngāti Whātua o Kaipara,Ngāti Whātua o Ōrākei,Ngāti Tamaoho,Ngāti Manuhiri,Ngāti Tamaterā,Ngāti Hako,Te Ākitai Waiohua | 1.21 | 1 |  |  |  | no | 1 | 3 | 1 | CCTV NOT Available or Over 30 Years Old & Soil Type Available | 2.372 | 2 | 2 | 2 | 1 |  | 1 |  | 1.5 | 0.58 | 0.4 | Diameter Used For Flow Approximation & Depth Available | 273.5627 | 2
4336 | 4626 | 2642177 | 10095826 | 195926 | DSMSN | Massey North Branch | Gravity | Pipe | Buried | OP | PE | None | 2013-08-15 |  |  | dwg | WI | Transmission | T0000828 | 2 |  |  | 4 | 450 | [5 empty] | 75925 | NA |  | 271.1 |  | WSL |  | Te Kawerau a Maki,Ngāti Whātua,Ngāti Maru,Ngāti Whātua o Kaipara,Ngāti Whātua o Ōrākei,Ngāti Tamaoho,Ngāti Manuhiri,Ngāti Tamaterā,Ngāti Hako,Te Ākitai Waiohua | 1.21 | 1 |  |  |  | no | 1 | 3 | 1 | CCTV NOT Available or Over 30 Years Old & Soil Type Available | 2.372 | 2 | 2 | 2 | 1 |  | 1 |  | 1.5 | 0.58 | 0.4 | Diameter Used For Flow Approximation & Depth Available | 271.1027 | 2
4338 | 4628 | 2642181 | 10095830 | 195927 | DSMSN | Massey North Branch | Gravity | Pipe | Buried | OP | PE | None | 2014-07-07 |  |  | dwg | WI | Transmission | T0000828 | 2 |  |  | 4 | 400 | [5 empty] | 75930 | NA |  | 203.42 |  | WSL |  | Te Kawerau a Maki,Ngāti Whātua,Ngāti Maru,Ngāti Whātua o Kaipara,Ngāti Whātua o Ōrākei,Ngāti Tamaoho,Ngāti Manuhiri,Ngāti Tamaterā,Ngāti Hako,Te Ākitai Waiohua | 1.21 | 1 |  |  |  | no | 1 | 3 | 1 | CCTV NOT Available or Over 30 Years Old & Soil Type Available | 2.372 | 2 | 2 | 2 | 1 |  | 1 |  | 1.5 | 0.58 | 0.4 | Diameter Used For Flow Approximation & Depth Available | 203.4196 | 2
3597 | 3870 | 931107 | 10088400 | 195412 | DSNRO | Northboro Branch Sewer TS2 | Gravity | Pipe | Buried | OP | CONC | None | 1967-01-01 |  |  | dwg | NI | Transmission | Legacy | 2 |  |  | 4 | 570 | [5 empty] | 65154 | NA |  | 59.81 |  | WSL |  | Te Kawerau a Maki,Ngāti Whātua,Ngāti Maru,Ngāti Whātua o Ōrākei,Ngāti Tamaoho,Te Patukirikiri,Ngāti Whanaunga,Ngāti Tamaterā,Ngāti Pāoa,Ngāi Tai ki Tāmaki,Ngāti Hako,Te Ākitai Waiohua | 1.71 | 2 |  |  |  | no | 1 | 1 | 2 | CCTV NOT Available or Over 30 Years Old & Soil Type Available | 2.372 | 2 | 2 | 2 | 1 |  | 1 |  | 1.5 | 0.58 | 0.4 | Diameter Used For Flow Approximation & Depth Available | 59.8132 | 5
3462 | 3735 | 935318 | 10087899 | 194914 | DSGRC | Greenhithe Central Branch Sewer TS21B | Gravity | Pipe | Buried | OP | PE | None | 2003-10-28 |  |  | dwg | NI | Transmission | Legacy | 2 |  |  | 4 | 450 | [5 empty] | 64820 | NA |  | 31.05 |  | WSL |  | Te Kawerau a Maki,Ngāti Whātua,Ngāti Maru,Ngāti Whātua o Kaipara,Ngāti Whātua o Ōrākei,Ngāti Tamaoho,Ngāti Manuhiri,Ngāti Whanaunga,Ngāti Tamaterā,Ngāi Tai ki Tāmaki,Ngāti Hako,Te Ākitai Waiohua | 1 | 1 |  |  |  | no | 1 | 1 | 1 | CCTV NOT Available or Over 30 Years Old & Soil Type Available | 2.372 | 2 | 2 | 2 | 1 |  | 1 |  | 1.5 | 0.58 | 0.4 | Diameter Used For Flow Approximation & Depth Available | 31.0523 | 2
1086 | 1146 | 17595 | 10005212 | 194558 | DSCHP | Chapel Branch | Gravity | Pipe | Buried | OP | CONC | None | 1998-01-10 |  | 18.57 | dwg | TE | Transmission | Legacy | 2 |  |  | 4 | 525 | [5 empty] | 74698 | NA |  | 30 |  | WSL |  | Waikato,Ngāti Maru,Ngāti Tamaoho,Ngāti Whanaunga,Ngāti Tamaterā,Ngāti Pāoa,Ngāi Tai ki Tāmaki,Ngāti Hako,Te Ākitai Waiohua | 1.21 | 1 |  |  |  | no | 1 | 3 | 1 | CCTV NOT Available or Over 30 Years Old & Soil Type Available | 2.372 | 2 | 2 | 2 | 1 |  | 1 |  | 1.5 | 0.58 | 0.4 | Diameter Used For Flow Approximation & Depth Available | 30.0002 | 2
2764 | 3006 | 302828 | 10006561 | 195533 | DSMSE | Mangere South East Branch | Gravity | Pipe | Buried | OP | PE | None | 2009-05-05 | 7.1 |  | dwg | EI | Transmission | DC09028 | 2 |  |  | 4 | 500 | [5 empty] | 75893 | NA |  | 11.41 |  | WSL |  | Waikato,Te Kawerau a Maki,Ngāti Maru,Ngāti Whātua o Ōrākei,Ngāti Tamaoho,Ngāti Tamaterā,Ngāi Tai ki Tāmaki,Ngāti Hako,Te Ākitai Waiohua | 1.21 | 1 |  |  |  | no | 1 | 3 | 1 | CCTV NOT Available or Over 30 Years Old & Soil Type Available | 2.372 | 2 | 2 | 2 | 1 |  | 1 |  | 1.5 | 0.58 | 0.4 | Diameter Used For Flow Approximation & Depth Available | 11.409 | 2
3948 | 4226 | 926998 | 10088530 | 196340 | DSOTV | Oteha Valley Branch Sewer TS27 | Gravity | Pipe | Buried | OP | CLS | None | 1992-07-01 |  |  | dwg | NI | Transmission | Legacy | 2 |  |  | 4 | 525 | [5 empty] | 65219 | NA |  | 11.14 |  | WSL |  | Te Kawerau a Maki,Ngāti Whātua,Ngāti Maru,Ngāti Whātua o Kaipara,Ngāti Whātua o Ōrākei,Ngāti Tamaoho,Ngāti Manuhiri,Ngāti Whanaunga,Ngāti Tamaterā,Ngāti Pāoa,Ngāi Tai ki Tāmaki,Ngāti Hako,Te Ākitai Waiohua | 3 | 3 | 3 | 2018 | te puna wai | no | 1 | 3 | 2 | CCTV Available (0-10 Years Old) & Soil Type Available | 2.372 | 2 | 2 | 2 | 1 |  | 1 | Significant Ecological Area - SEA-M2-57b | 1.5 | 0.58 | 0.4 | Diameter Used For Flow Approximation & Depth Available | 11.1425 | 9
4495 | 4795 | 4587797 | 10110318 | 198032 | DSOTV | Oteha Valley Branch Sewer TS27 | Gravity | Pipe | Buried | OP | CONC | None | 1989-01-01 |  |  | dwg | NI | Transmission | Legacy | 2 |  |  | 4 | 440 | [5 empty] | 172692 | NA |  | 10.6 |  | WSL |  | Te Kawerau a Maki,Ngāti Whātua,Ngāti Maru,Ngāti Whātua o Kaipara,Ngāti Whātua o Ōrākei,Ngāti Tamaoho,Ngāti Manuhiri,Ngāti Whanaunga,Ngāti Tamaterā,Ngāti Pāoa,Ngāi Tai ki Tāmaki,Ngāti Hako,Te Ākitai Waiohua | 1.21 | 1 |  |  |  | no | 1 | 3 | 1 | CCTV NOT Available or Over 30 Years Old & Soil Type Available | 2.372 | 2 | 2 | 2 | 1 |  | 1 |  | 1.5 | 0.58 | 0.4 | Diameter Used For Flow Approximation & Depth Available | 10.596 | 2
1235 | 1317 | 35075 | 10006182 | 195429 | DSKEL | Kelston Branch | Gravity | Pipe | Buried | OP | CLS | None | 2007-10-02 | 7.26 |  | 0.1s | WI | Transmission | DU0303 | 2 |  |  | 4 | 470 | [5 empty] | 75586 | NA |  | 9.62 |  | WSL |  | Te Kawerau a Maki,Ngāti Whātua,Ngāti Whātua o Ōrākei,Ngāti Tamaoho,Ngāti Tamaterā,Te Ākitai Waiohua | 3 | 3 | 3 | 2017 | CCTV Footage Review Log South_Latest.xls | no | 1 | 3 | 1 | CCTV Available (0-10 Years Old) & Soil Type Available | 2.372 | 2 | 2 | 2 | 1 |  | 1 |  | 1.5 | 0.58 | 0.4 | Diameter Used For Flow Approximation & Depth Available | 9.6169 | 9
4496 | 4796 | 4587798 | 10110319 | 198037 | DSOTV | Oteha Valley Branch Sewer TS27 | Gravity | Pipe | Buried | OP | CONC | None | 1989-01-01 |  |  | dwg | NI | Transmission | Legacy | 2 |  |  | 4 | 440 | [5 empty] | 172691 | NA |  | 9.25 |  | WSL |  | Te Kawerau a Maki,Ngāti Whātua,Ngāti Maru,Ngāti Whātua o Kaipara,Ngāti Whātua o Ōrākei,Ngāti Tamaoho,Ngāti Manuhiri,Ngāti Whanaunga,Ngāti Tamaterā,Ngāti Pāoa,Ngāi Tai ki Tāmaki,Ngāti Hako,Te Ākitai Waiohua | 1.21 | 1 |  |  |  | no | 1 | 3 | 1 | CCTV NOT Available or Over 30 Years Old & Soil Type Available | 2.372 | 2 | 2 | 2 | 1 |  | 1 |  | 1.5 | 0.58 | 0.4 | Diameter Used For Flow Approximation & Depth Available | 9.2481 | 2
3516 | 3789 | 934833 | 10089330 | 193928 | DSBAV | Bayview Branch Sewer TS13 | Gravity | Pipe | Buried | OP | CONC | None | 1972-01-01 |  |  | dwg | NI | Transmission | Legacy | 2 |  |  | 4 | 440 | [5 empty] | 64087 | NA |  | 6.86 |  | WSL |  | Te Kawerau a Maki,Ngāti Whātua,Ngāti Maru,Ngāti Whātua o Ōrākei,Ngāti Tamaoho,Ngāti Manuhiri,Ngāti Whanaunga,Ngāti Tamaterā,Ngāti Pāoa,Ngāi Tai ki Tāmaki,Ngāti Hako,Te Ākitai Waiohua | 1.71 | 2 |  |  | CCTV app | yes | 1 | 1 | 2 | CCTV NOT Available or Over 30 Years Old & Soil Type Available | 2.372 | 2 | 2 | 2 | 1 |  | 1 | Significant Ecological Area - SEA_T_8320 | 1.5 | 0.58 | 0.4 | Diameter Used For Flow Approximation & Depth Available | 6.865 | 5
4187 | 4471 | 931256 | 10089873 | 194546 | DSBYS | Bayswater Branch Sewer TS2A | Gravity | Pipe | Buried | OP | CONC | None | 1957-01-01 |  |  | dwg | NI | Transmission | Legacy | 2 |  |  | 4 | 550 | [5 empty] | 64373 | NA |  | 5.46 |  | WSL |  | Te Kawerau a Maki,Ngāti Whātua,Ngāti Maru,Ngāti Whātua o Ōrākei,Ngāti Tamaoho,Te Patukirikiri,Ngāti Whanaunga,Ngāti Tamaterā,Ngāti Pāoa,Ngāi Tai ki Tāmaki,Ngāti Hako,Te Ākitai Waiohua | 2.41 | 2 |  |  |  | no | 1 | 1 | 3 | CCTV NOT Available or Over 30 Years Old & Soil Type Available | 2.372 | 2 | 2 | 2 | 1 |  | 1 |  | 1.5 | 0.58 | 0.4 | Diameter Used For Flow Approximation & Depth Available | 5.4627 | 5
4256 | 4541 | 942720 | 10089435 | 193742 | DSBDD | Birkdale Diversion Branch Sewer TS14A | Gravity | Pipe | Buried | OP | CONC | None | 2009-06-06 |  |  | dwg | NI | Transmission | Legacy | 2 |  |  | 4 | 450 | [5 empty] | 64141 | NA |  | 2.53 |  | WSL |  | Te Kawerau a Maki,Ngāti Whātua,Ngāti Maru,Ngāti Whātua o Ōrākei,Ngāti Tamaoho,Ngāti Manuhiri,Ngāti Whanaunga,Ngāti Tamaterā,Ngāti Pāoa,Ngāi Tai ki Tāmaki,Ngāti Hako,Te Ākitai Waiohua | 1 | 1 |  |  |  | no | 1 | 1 | 1 | CCTV NOT Available or Over 30 Years Old & Soil Type Available | 2.372 | 2 | 2 | 2 | 1 |  | 1 |  | 1.5 | 0.58 | 0.4 | Diameter Used For Flow Approximation & Depth Available | 2.5341 | 2
3622 | 3896 | 904523 | 10089314 | 193918 | DSBAV | Bayview Branch Sewer TS13 | Gravity | Pipe | Buried | OP | CONC | None | 2002-02-07 |  |  | dwg | NI | Transmission | Legacy | 2 |  |  | 4 | 740 | [5 empty] | 64071 | NA |  | 2.62 |  | WSL |  | Te Kawerau a Maki,Ngāti Whātua,Ngāti Maru,Ngāti Whātua o Ōrākei,Ngāti Tamaoho,Ngāti Manuhiri,Ngāti Whanaunga,Ngāti Tamaterā,Ngāti Pāoa,Ngāi Tai ki Tāmaki,Ngāti Hako,Te Ākitai Waiohua | 1 | 1 |  |  |  | no | 1 | 1 | 1 | CCTV NOT Available or Over 30 Years Old & Soil Type Available | 2.3697 | 2 | 3 | 3 | 1 |  | 1 |  | 1.5 | 0.645 | 0.11868 | Modelled Flow Data Used & Depth Available | 2.6199 | 2
4276 | 4561 | 937263 | 10088100 | 195218 | DSKHK | Kahika Branch Sewer TS11 | Gravity | Pipe | Buried | OP | CONC | None | 1961-01-01 |  |  | dwg | NI | Transmission | Legacy | 2 |  |  | 4 | 635 | [5 empty] | 64973 | NA |  | 66.87 |  | WSL |  | Te Kawerau a Maki,Ngāti Whātua,Ngāti Maru,Ngāti Whātua o Ōrākei,Ngāti Tamaoho,Ngāti Manuhiri,Ngāti Whanaunga,Ngāti Tamaterā,Ngāti Pāoa,Ngāi Tai ki Tāmaki,Ngāti Hako,Te Ākitai Waiohua | 3 | 3 | 3 | 2015 | te puna wai | no | 1 | 1 | 3 | CCTV Available (0-10 Years Old) & Soil Type Available | 2.3687 | 2 | 3 | 3 | 1 |  | 1 | Significant Ecological Area - SEA_T_8323 | 1.5 | 0.645 | 0.11792 | Modelled Flow Data Used & Depth Available | 66.8688 | 9
2200 | 2410 | 16612 | 10008919 | 197319 | DSTIT | Titirangi Branch | Gravity | Pipe | Buried | OP | CONC | None | 1988-06-30 | 35.26 | 33.85 | dwg | WI | Transmission | Legacy | 2 |  |  | 4 | 450 | [5 empty] | 78068 | NA |  | 89.97 |  | WSL |  | Waikato,Te Kawerau a Maki,Ngāti Whātua,Ngāti Whātua o Ōrākei,Ngāti Tamaoho,Ngāti Tamaterā,Te Ākitai Waiohua | 3 | 3 | 3 | 2001 | te puna wai | no | 1 | 1 | 1 | CCTV Available (20-30 Years Old) & Soil Type Available | 2.363 | 2 | 3 | 2 | 1 |  | 1 |  | 5 | 0.705 | 0.046571 | Modelled Flow Data Used & Depth Available | 89.9746 | 9
3834 | 4111 | 920031 | 10089698 | 194006 | DSBKD | Birkdale Branch Sewer TS14 | Gravity | Pipe | Buried | OP | CONC | None | 1962-01-01 |  |  | dwg | NI | Transmission | Legacy | 2 |  |  | 4 | 300 | [5 empty] | 64287 | NA |  | 10.47 |  | WSL |  | Te Kawerau a Maki,Ngāti Whātua,Ngāti Maru,Ngāti Whātua o Ōrākei,Ngāti Tamaoho,Ngāti Manuhiri,Ngāti Whanaunga,Ngāti Tamaterā,Ngāti Pāoa,Ngāi Tai ki Tāmaki,Ngāti Hako,Te Ākitai Waiohua | 3.17 | 3 |  |  |  | no | 5 | 1 | 3 | CCTV NOT Available or Over 30 Years Old & Soil Type Available | 2.36 | 2 | 1 | 1 | 1 |  | 4 | Significant Ecological Area - SEA_T_8158, NZ River Lines | 1.5 | 0.8 | 0.2 | Diameter Used For Flow Approximation & Depth Available | 10.4715 | 9
4816 | 765834 | 5871932 | 0 | 1 |  |  | Gravity | Pipe | Buried | OP |  | None |  |  |  | 0.1s |  | Transmission |  | 1 |  |  |  | 0 | ASBUILT | ASBUILT | ASBUILT | ASBUILT | CONS |  |  |  | 0 | ASBUILT | WSL |  |  | 3 | 3 |  |  |  | no | 3 | 3 | 3 | CCTV NOT Available or Over 30 Years Old & Soil Type Not Available | 2.36 | 2 | 1 | 1 | 1 |  | 4 | Significant Ecological Area - SEA_T_8082, NZ River Lines | 1.5 | 0.8 | 0.2 | Diameter Used For Flow Approximation & Depth Available | 75.3213 | 9
722 | 756 | 16037 | 10007251 | 196453 | DSOTB | Otara Branch | Gravity | Pipe | Buried | OP | CONC | None | 1961-06-30 | 4.7 | 4.56 | dwg | SI | Transmission | Legacy | 2 |  |  | 4 | 450 | [5 empty] | 76430 | NA |  | 25.52 |  | WSL |  | Waikato,Te Kawerau a Maki,Ngāti Maru,Ngāti Tamaoho,Ngāti Whanaunga,Ngāti Tamaterā,Ngāti Pāoa,Ngāi Tai ki Tāmaki,Ngāti Hako,Te Ākitai Waiohua | 2.67 | 3 | 2 | 2016 | CCTV Footage Review Log South_Latest.xls | no | 5 | 1 | 3 | CCTV Available (0-10 Years Old) & Soil Type Available | 2.3591 | 2 | 3 | 2 | 1 |  | 1 |  | 5 | 0.705 | 0.043286 | Modelled Flow Data Used & Depth Available | 25.5223 | 9
2761 | 3003 | 302822 | 10004935 | 193746 | DSB9A | Branch 9A Owairaka | Gravity | Pipe | Buried | OP | CONC | None | 2010-07-31 | 43.52 | 43.36 | dwg | WI | Transmission | DC11003 | 2 |  |  | 4 | 525 | [5 empty] | 74479 | NA |  | 66.52 |  | WSL |  | Waikato,Te Kawerau a Maki,Ngāti Whātua,Ngāti Maru,Ngāti Whātua o Ōrākei,Ngāti Tamaoho,Ngāti Tamaterā,Ngāi Tai ki Tāmaki,Ngāti Hako,Te Ākitai Waiohua | 1.54 | 2 | 1 | 2012 | te puna wai | no | 5 | 1 | 1 | CCTV Available (10-20 Years Old) & Soil Type Available | 2.3585 | 2 | 2 | 2 | 1 |  | 1 | Aquifer - Auckland Isthmus Volcanic Aquifer | 1 | 0.565 | 0.4 | Diameter Used For Flow Approximation & Depth Available | 66.5204 | 5
4669 | 735695 | 5640178 | 0 | 82638149 | DSDRW | Drury West Branch Sewer | Gravity | Pipe | Buried | OP | PE | None | 2021-01-01 | 6.9 | 6.08 | 0.1s | SI | Transmission | 2013131 | 2 |  |  |  | 500 | ASBUILT | ASBUILT | ASBUILT | ASBUILT | CONS | 82594368 |  |  | 60.78 | ASBUILT | WSL |  | Waikato,Ngāti Maru,Ngāti Tamaoho,Ngāti Tamaterā,Ngāti Pāoa,Ngāi Tai ki Tāmaki,Ngāti Hako,Te Ākitai Waiohua | 1.97 | 2 |  |  |  | no | 5 | 3 | 1 | CCTV NOT Available or Over 30 Years Old & Soil Type Available | 2.3585 | 2 | 2 | 2 | 1 |  | 1 |  | 1 | 0.565 | 0.4 | Diameter Used For Flow Approximation & Depth Available | 60.7828 | 5
1981 | 2167 | 17832 | 10007917 | 196702 | DSROY | Royal Oak Branch | Gravity | Pipe | Buried | OP | CONC | None | 2003-12-09 | 48.24 | 47.58 | dwg | WI | Transmission | Legacy | 2 |  |  | 4 | 450 | [5 empty] | 77157 | NA |  | 49.07 |  | WSL |  | Waikato,Te Kawerau a Maki,Ngāti Whātua,Ngāti Maru,Ngāti Whātua o Ōrākei,Ngāti Tamaoho,Ngāti Tamaterā,Ngāi Tai ki Tāmaki,Ngāti Hako,Te Ākitai Waiohua | 2 | 2 | 2 | 2014 | te puna wai | no | 5 | 3 | 1 | CCTV Available (0-10 Years Old) & Soil Type Available | 2.3585 | 2 | 2 | 2 | 1 |  | 1 | Aquifer - Onehunga Volcanic Aquifer | 1 | 0.565 | 0.4 | Diameter Used For Flow Approximation & Depth Available | 49.0664 | 5
2800 | 3047 | 302888 | 10073485 | 195662 | DSOND | Otahuhu North Branch Diversion Sewer | Gravity | Pipe | Buried | OP | PE | None | 2011-07-01 | 2.81 | 2.53 | dwg | EI | Transmission | T0000080 | 2 |  |  | 4 | 500 | [5 empty] | 76034 | NA |  | 38.67 |  | WSL |  | Waikato,Te Kawerau a Maki,Ngāti Maru,Ngāti Whātua o Ōrākei,Ngāti Tamaoho,Ngāti Tamaterā,Ngāti Pāoa,Ngāi Tai ki Tāmaki,Ngāti Hako,Te Ākitai Waiohua | 1.69 | 2 | 1 | 2011 | te puna wai | no | 5 | 3 | 1 | CCTV Available (10-20 Years Old) & Soil Type Available | 2.3585 | 2 | 2 | 2 | 1 |  | 1 | Mana Whenua - Te To Waka Otahuhu portage , Aquifer - Auckland Isthmus Volcanic Aquifer | 1 | 0.565 | 0.4 | Diameter Used For Flow Approximation & Depth Available | 38.6733 | 5
2083 | 2284 | 15547 | 10004735 | 193832 | DSB1B | Branch 1B Ellerslie | Gravity | Pipe | Buried | OP | CONC | CIP | 1926-06-30 | 37.76 | 37.72 | dwg | OM | Transmission | Legacy | 2 |  |  | 4 | 450 | [5 empty] | 74363 | NA |  | 24.3 |  | WSL |  | Waikato,Te Kawerau a Maki,Ngāti Whātua,Ngāti Maru,Ngāti Whātua o Ōrākei,Ngāti Tamaoho,Ngāti Tamaterā,Ngāti Pāoa,Ngāi Tai ki Tāmaki,Ngāti Hako,Te Ākitai Waiohua | 2 | 2 | 2 | 2016 | te puna wai | no | 5 | 1 | 1 | CCTV Available (0-10 Years Old) & Soil Type Available | 2.3585 | 2 | 2 | 2 | 1 |  | 1 |  | 1 | 0.565 | 0.4 | Diameter Used For Flow Approximation & Depth Available | 24.303 | 5
1757 | 1917 | 17819 | 10006285 | 195619 | DSMAH | Mahia Branch | Gravity | Pipe | Buried | OP | CONC | None | 1969-06-30 | 0.54 | 0.3 | dwg | SI | Transmission | Legacy | 2 |  |  | 4 | 450 | [5 empty] | 75678 | NA |  | 13.16 |  | WSL |  | Waikato,Ngāti Maru,Ngāti Tamaoho,Ngāti Whanaunga,Ngāti Tamaterā,Ngāti Pāoa,Ngāi Tai ki Tāmaki,Ngāti Hako,Te Ākitai Waiohua | 2.27 | 2 | 2 | 2016 | te puna wai | no | 5 | 1 | 2 | CCTV Available (0-10 Years Old) & Soil Type Available | 2.3585 | 2 | 2 | 2 | 1 |  | 1 |  | 1 | 0.565 | 0.4 | Diameter Used For Flow Approximation & Depth Available | 13.16 | 5
1758 | 1918 | 17820 | 10099253 | 195776 | DSMAH | Mahia Branch | Gravity | Pipe | Encased | OP | CONC | None | 1969-06-30 | 0.54 | 0.3 | dwg | SI | Transmission | Legacy | 2 |  |  | 4 | 450 | [5 empty] | 75679 | NA |  | 12.2 |  | WSL |  | Waikato,Ngāti Maru,Ngāti Tamaoho,Ngāti Whanaunga,Ngāti Tamaterā,Ngāti Pāoa,Ngāi Tai ki Tāmaki,Ngāti Hako,Te Ākitai Waiohua | 2.46 | 2 |  |  |  | no | 5 | 1 | 2 | CCTV NOT Available or Over 30 Years Old & Soil Type Available | 2.3585 | 2 | 2 | 2 | 1 |  | 1 |  | 1 | 0.565 | 0.4 | Diameter Used For Flow Approximation & Depth Available | 12.197 | 5
2715 | 2953 | 37467 | 10004654 | 193435 | DSB09 | Branch 9 Mt Roskill | Gravity | Pipe | Buried | OP | CONC | None | 1965-06-30 | 48.97 | 46.51 | appr | WI | Transmission | DU1910 | 2 |  |  | 4 | 450 | [5 empty] | 74321 | NA |  | 2.1 |  | WSL |  | Waikato,Te Kawerau a Maki,Ngāti Whātua,Ngāti Maru,Ngāti Whātua o Ōrākei,Ngāti Tamaoho,Ngāti Tamaterā,Ngāi Tai ki Tāmaki,Ngāti Hako,Te Ākitai Waiohua | 2.33 | 2 | 2 | 2013 | te puna wai | no | 5 | 1 | 2 | CCTV Available (10-20 Years Old) & Soil Type Available | 2.3585 | 2 | 2 | 2 | 1 |  | 1 |  | 1 | 0.565 | 0.4 | Diameter Used For Flow Approximation & Depth Available | 2.0998 | 5
2687 | 2922 | 17886 | 10064121 | 193747 | DSB9A | Branch 9A Owairaka | Gravity | Pipe | Buried | OP | CONC | None | 2000-12-13 | 44.75 | 44.38 | 0.1s | WI | Transmission | DC11003 | 2 |  |  | 4 | 525 | [5 empty] | 74483 | NA |  | 178.63 |  | WSL |  | Waikato,Te Kawerau a Maki,Ngāti Whātua,Ngāti Maru,Ngāti Whātua o Ōrākei,Ngāti Tamaoho,Ngāti Tamaterā,Ngāi Tai ki Tāmaki,Ngāti Hako,Te Ākitai Waiohua | 1 | 1 | 1 | 2012 | te puna wai | no | 1 | 1 | 1 | CCTV Available (10-20 Years Old) & Soil Type Available | 2.3585 | 2 | 2 | 2 | 1 |  | 1 | Aquifer - Auckland Isthmus Volcanic Aquifer | 1 | 0.565 | 0.4 | Diameter Used For Flow Approximation & Depth Available | 178.6349 | 2
4674 | 738011 | 5650792 | 0 | 82714810 | DSBRM | Bremner Branch Sewer | Gravity | Pipe | Buried | OP | PE | None | 2020-04-07 | 7.34 | 3.75 | 0.1s | SI | Transmission | 2012923.00 | 2 |  |  |  | 450 | ASBUILT | ASBUILT | ASBUILT | ASBUILT | CONS | 82649752 |  |  | 178.02 | ASBUILT | WSL |  | Waikato,Ngāti Maru,Ngāti Tamaoho,Ngāti Tamaterā,Ngāti Pāoa,Ngāi Tai ki Tāmaki,Ngāti Hako,Te Ākitai Waiohua | 1.21 | 1 |  |  |  | no | 1 | 3 | 1 | CCTV NOT Available or Over 30 Years Old & Soil Type Available | 2.3585 | 2 | 2 | 2 | 1 |  | 1 |  | 1 | 0.565 | 0.4 | Diameter Used For Flow Approximation & Depth Available | 178.0235 | 2
2688 | 2923 | 17885 | 10064123 | 193893 | DSB9A | Branch 9A Owairaka | Gravity | Pipe | Buried | OP | CONC | None | 2000-12-13 | 44.38 | 43.86 | dwg | WI | Transmission | DC11003 | 2 |  |  | 4 | 525 | [5 empty] | 74481 | NA |  | 175.62 |  | WSL |  | Waikato,Te Kawerau a Maki,Ngāti Whātua,Ngāti Maru,Ngāti Whātua o Ōrākei,Ngāti Tamaoho,Ngāti Tamaterā,Ngāi Tai ki Tāmaki,Ngāti Hako,Te Ākitai Waiohua | 1 | 1 | 1 | 2012 | te puna wai | no | 1 | 1 | 1 | CCTV Available (10-20 Years Old) & Soil Type Available | 2.3585 | 2 | 2 | 2 | 1 |  | 1 |  | 1 | 0.565 | 0.4 | Diameter Used For Flow Approximation & Depth Available | 175.6168 | 2
2868 | 3121 | 1673253 | 10080556 | 195915 | DSMND | Manurewa Branch Diversion | Gravity | Pipe | Buried | OP | CONC | None | 2013-07-05 | 10.45 | 9.85 | 0.1s | SI | Transmission | T0000419 | 2 |  |  | 4 | 550 | [5 empty] | 75873 | NA |  | 145.41 |  | WSL |  | Waikato,Ngāti Maru,Ngāti Tamaoho,Ngāti Whanaunga,Ngāti Tamaterā,Ngāti Pāoa,Ngāi Tai ki Tāmaki,Ngāti Hako,Te Ākitai Waiohua | 1 | 1 |  |  |  | no | 1 | 1 | 1 | CCTV NOT Available or Over 30 Years Old & Soil Type Available | 2.3585 | 2 | 2 | 2 | 1 |  | 1 |  | 1 | 0.565 | 0.4 | Diameter Used For Flow Approximation & Depth Available | 145.411 | 2
2864 | 3117 | 1673248 | 10080561 | 195529 | DSMND | Manurewa Branch Diversion | Gravity | Pipe | Buried | OP | PE | None | 2013-07-05 | 13.17 | 12.06 | 0.1s | SI | Transmission | T0000419 | 2 |  |  | 4 | 560 | [5 empty] | 75878 | NA |  | 141.03 |  | WSL |  | Waikato,Ngāti Maru,Ngāti Tamaoho,Ngāti Whanaunga,Ngāti Tamaterā,Ngāti Pāoa,Ngāi Tai ki Tāmaki,Ngāti Hako,Te Ākitai Waiohua | 1 | 1 |  |  |  | no | 1 | 1 | 1 | CCTV NOT Available or Over 30 Years Old & Soil Type Available | 2.3585 | 2 | 2 | 2 | 1 |  | 1 |  | 1 | 0.565 | 0.4 | Diameter Used For Flow Approximation & Depth Available | 141.028 | 2
2873 | 3126 | 1673250 | 10080559 | 195373 | DSMND | Manurewa Branch Diversion | Gravity | Pipe | Buried | OP | CONC | None | 2013-07-05 | 11.62 | 11.16 | 0.1s | SI | Transmission | T0000419 | 2 |  |  | 4 | 550 | [5 empty] | 75876 | NA |  | 128.22 |  | WSL |  | Waikato,Ngāti Maru,Ngāti Tamaoho,Ngāti Whanaunga,Ngāti Tamaterā,Ngāti Pāoa,Ngāi Tai ki Tāmaki,Ngāti Hako,Te Ākitai Waiohua | 1 | 1 |  |  |  | no | 1 | 1 | 1 | CCTV NOT Available or Over 30 Years Old & Soil Type Available | 2.3585 | 2 | 2 | 2 | 1 |  | 1 |  | 1 | 0.565 | 0.4 | Diameter Used For Flow Approximation & Depth Available | 128.222 | 2
847 | 887 | 15521 | 10004067 | 193356 | DSB01 | Branch 1 Remuera | Gravity | Pipe | Encased | OP | VC | None | 1910-06-30 | 25.74 | 22.62 | dwg | OM | Transmission | Legacy | 2 |  |  | 4 | 450 | [5 empty] | 73921 | NA |  | 121.16 |  | WSL |  | Waikato,Te Kawerau a Maki,Ngāti Whātua,Ngāti Maru,Ngāti Whātua o Ōrākei,Ngāti Tamaoho,Te Patukirikiri,Ngāti Tamaterā,Ngāti Pāoa,Ngāi Tai ki Tāmaki,Ngāti Hako,Te Ākitai Waiohua | 3.07 | 3 | 3 | 2018 | te puna wai | yes | 1 | 1 | 4 | CCTV Available (0-10 Years Old) & Soil Type Available | 2.3585 | 2 | 2 | 2 | 1 |  | 1 |  | 1 | 0.565 | 0.4 | Diameter Used For Flow Approximation & Depth Available | 121.1592 | 9
4348 | 4638 | 2643026 | 10095819 | 196081 | DSMSN | Massey North Branch | Gravity | Pipe | Buried | OP | PE | None | 2013-08-15 | 20.79 | 18.05 | 0.1s | WI | Transmission | T0000828 | 2 |  |  | 4 | 560 | [5 empty] | 75922 | NA |  | 120.42 |  | WSL |  | Te Kawerau a Maki,Ngāti Whātua,Ngāti Maru,Ngāti Whātua o Kaipara,Ngāti Whātua o Ōrākei,Ngāti Tamaoho,Ngāti Manuhiri,Ngāti Tamaterā,Ngāti Hako,Te Ākitai Waiohua | 1.21 | 1 |  |  |  | no | 1 | 3 | 1 | CCTV NOT Available or Over 30 Years Old & Soil Type Available | 2.3585 | 2 | 2 | 2 | 1 |  | 1 |  | 1 | 0.565 | 0.4 | Diameter Used For Flow Approximation & Depth Available | 120.4189 | 2
2872 | 3125 | 1673252 | 10080557 | 195528 | DSMND | Manurewa Branch Diversion | Gravity | Pipe | Buried | OP | CONC | None | 2013-07-05 | 10.94 | 10.47 | 0.1s | SI | Transmission | T0000419 | 2 |  |  | 4 | 550 | [5 empty] | 75874 | NA |  | 116.16 |  | WSL |  | Waikato,Ngāti Maru,Ngāti Tamaoho,Ngāti Whanaunga,Ngāti Tamaterā,Ngāti Pāoa,Ngāi Tai ki Tāmaki,Ngāti Hako,Te Ākitai Waiohua | 1 | 1 |  |  |  | no | 1 | 1 | 1 | CCTV NOT Available or Over 30 Years Old & Soil Type Available | 2.3585 | 2 | 2 | 2 | 1 |  | 1 |  | 1 | 0.565 | 0.4 | Diameter Used For Flow Approximation & Depth Available | 116.1589 | 2
4606 | 704455 | 5058496 | 0 | 81191248 | DSNSD | Northside Drive Branch Sewer | Gravity | Pipe | Buried | OP | PE | None | 2020-10-02 | 37.24 | 34.3 | 0.1s | NI | Transmission | 2013013 | 2 |  |  |  | 400 | ASBUILT | ASBUILT | ASBUILT | ASBUILT | CONS | 81190986 |  | DSNSD-D82-PIPE101 | 111.19 | ASBUILT | WSL |  | Te Kawerau a Maki,Ngāti Whātua,Ngāti Whātua o Kaipara,Ngāti Whātua o Ōrākei,Ngāti Tamaoho,Ngāti Manuhiri,Ngāti Tamaterā,Te Ākitai Waiohua | 1.21 | 1 |  |  |  | no | 1 | 3 | 1 | CCTV NOT Available or Over 30 Years Old & Soil Type Available | 2.3585 | 2 | 2 | 2 | 1 |  | 1 |  | 1 | 0.565 | 0.4 | Diameter Used For Flow Approximation & Depth Available | 111.1877 | 2
844 | 884 | 15518 | 10004070 | 193519 | DSB01 | Branch 1 Remuera | Gravity | Pipe | Encased | OP | VC | CIP | 1910-06-30 | 29.36 | 27.71 | dwg | OM | Transmission | Legacy | 2 |  |  | 4 | 450 |  |  |  |  | CONS | 73924 | NA |  | 110.93 |  | WSL |  | Waikato,Te Kawerau a Maki,Ngāti Whātua,Ngāti Maru,Ngāti Whātua o Ōrākei,Ngāti Tamaoho,Te Patukirikiri,Ngāti Tamaterā,Ngāti Pāoa,Ngāi Tai ki Tāmaki,Ngāti Hako,Te Ākitai Waiohua | 1 | 1 | 1 | 2013 | te puna wai | yes | 1 | 1 | 1 | CCTV Available (10-20 Years Old) & Soil Type Available | 2.3585 | 2 | 2 | 2 | 1 |  | 1 |  | 1 | 0.565 | 0.4 | Diameter Used For Flow Approximation & Depth Available | 110.9314 | 2
3540 | 3813 | 905371 | 10088334 | 195558 | DSNCT | Northcote Branch Sewer TS8 | Gravity | Pipe | Buried | OP | CONC | PVC | 1965-01-01 | 22.49 | 20.88 | dwg | NI | Transmission | Legacy | 2 |  |  | 4 | 490 |  |  |  |  | SPLIT | 65116 | NA |  | 106.22 |  | WSL |  | Te Kawerau a Maki,Ngāti Whātua,Ngāti Maru,Ngāti Whātua o Ōrākei,Ngāti Tamaoho,Ngāti Manuhiri,Te Patukirikiri,Ngāti Whanaunga,Ngāti Tamaterā,Ngāti Pāoa,Ngāi Tai ki Tāmaki,Ngāti Hako,Te Ākitai Waiohua | 1.21 | 1 |  |  |  | no | 1 | 3 | 1 | CCTV NOT Available or Over 30 Years Old & Soil Type Available | 2.3585 | 2 | 2 | 2 | 1 |  | 1 |  | 1 | 0.565 | 0.4 | Diameter Used For Flow Approximation & Depth Available | 99.5567 | 2
2861 | 3114 | 1673249 | 10080560 | 195916 | DSMND | Manurewa Branch Diversion | Gravity | Pipe | Buried | OP | CONC | None | 2013-07-05 | 11.98 | 11.65 | 0.1s | SI | Transmission | T0000419 | 2 |  |  | 4 | 550 | [5 empty] | 75877 | NA |  | 66.13 |  | WSL |  | Waikato,Ngāti Maru,Ngāti Tamaoho,Ngāti Whanaunga,Ngāti Tamaterā,Ngāti Pāoa,Ngāi Tai ki Tāmaki,Ngāti Hako,Te Ākitai Waiohua | 1 | 1 |  |  |  | no | 1 | 1 | 1 | CCTV NOT Available or Over 30 Years Old & Soil Type Available | 2.3585 | 2 | 2 | 2 | 1 |  | 1 |  | 1 | 0.565 | 0.4 | Diameter Used For Flow Approximation & Depth Available | 66.1263 | 2
846 | 886 | 15520 | 10004068 | 193276 | DSB01 | Branch 1 Remuera | Gravity | Pipe | Encased | OP | VC | None | 1910-06-30 | 26.98 | 25.74 | dwg | OM | Transmission | Legacy | 2 |  |  | 4 | 450 | [5 empty] | 73922 | NA |  | 55.14 |  | WSL |  | Waikato,Te Kawerau a Maki,Ngāti Whātua,Ngāti Maru,Ngāti Whātua o Ōrākei,Ngāti Tamaoho,Te Patukirikiri,Ngāti Tamaterā,Ngāti Pāoa,Ngāi Tai ki Tāmaki,Ngāti Hako,Te Ākitai Waiohua | 3.08 | 3 | 3 | 2013 | te puna wai | yes | 1 | 1 | 4 | CCTV Available (10-20 Years Old) & Soil Type Available | 2.3585 | 2 | 2 | 2 | 1 |  | 1 |  | 1 | 0.565 | 0.4 | Diameter Used For Flow Approximation & Depth Available | 55.1449 | 9
4607 | 704457 | 5058498 | 0 | 81191249 | DSNSD | Northside Drive Branch Sewer | Gravity | Pipe | Buried | OP | PE | None | 2020-10-03 | 32.21 | 30.66 | 0.1s | NI | Transmission | 2013013 | 2 |  |  |  | 400 | ASBUILT | ASBUILT | ASBUILT | ASBUILT | CONS | 81190987 |  | DSNSD-D82-PIPE091 | 54.07 | ASBUILT | WSL |  | Te Kawerau a Maki,Ngāti Whātua,Ngāti Whātua o Kaipara,Ngāti Whātua o Ōrākei,Ngāti Tamaoho,Ngāti Manuhiri,Ngāti Tamaterā,Te Ākitai Waiohua | 1.21 | 1 |  |  |  | no | 1 | 3 | 1 | CCTV NOT Available or Over 30 Years Old & Soil Type Available | 2.3585 | 2 | 2 | 2 | 1 |  | 1 |  | 1 | 0.565 | 0.4 | Diameter Used For Flow Approximation & Depth Available | 54.0725 | 2
4605 | 704453 | 5058494 | 0 | 81191247 | DSNSD | Northside Drive Branch Sewer | Gravity | Pipe | Buried | OP | PE | None | 2020-10-01 | 42.03 | 40.31 | 0.1s | NI | Transmission | 2013013 | 2 |  |  |  | 400 | ASBUILT | ASBUILT | ASBUILT | ASBUILT | CONS | 81190985 |  | DSNSD-D82-PIPE111 | 52.56 | ASBUILT | WSL |  | Te Kawerau a Maki,Ngāti Whātua,Ngāti Whātua o Kaipara,Ngāti Whātua o Ōrākei,Ngāti Tamaoho,Ngāti Manuhiri,Ngāti Tamaterā,Te Ākitai Waiohua | 1.21 | 1 |  |  |  | no | 1 | 3 | 1 | CCTV NOT Available or Over 30 Years Old & Soil Type Available | 2.3585 | 2 | 2 | 2 | 1 |  | 1 |  | 1 | 0.565 | 0.4 | Diameter Used For Flow Approximation & Depth Available | 52.5599 | 2
845 | 885 | 15519 | 10004069 | 193105 | DSB01 | Branch 1 Remuera | Gravity | Pipe | Encased | OP | VC | None | 1910-06-30 | 27.71 | 26.98 | dwg | OM | Transmission | Legacy | 2 |  |  | 4 | 450 | [5 empty] | 73923 | NA |  | 44.11 |  | WSL |  | Waikato,Te Kawerau a Maki,Ngāti Whātua,Ngāti Maru,Ngāti Whātua o Ōrākei,Ngāti Tamaoho,Te Patukirikiri,Ngāti Tamaterā,Ngāti Pāoa,Ngāi Tai ki Tāmaki,Ngāti Hako,Te Ākitai Waiohua | 3.08 | 3 | 3 | 2013 | te puna wai | yes | 1 | 1 | 4 | CCTV Available (10-20 Years Old) & Soil Type Available | 2.3585 | 2 | 2 | 2 | 1 |  | 1 |  | 1 | 0.565 | 0.4 | Diameter Used For Flow Approximation & Depth Available | 44.1119 | 9
4666 | 735690 | 5640179 | 0 | 82638150 | DSDRW | Drury West Branch Sewer | Gravity | Pipe | Buried | OP | PE | None | 2021-01-01 | 8.16 | 7.02 | 0.1s | SI | Transmission | 2013131 | 2 |  |  |  | 500 | ASBUILT | ASBUILT | ASBUILT | ASBUILT | CONS | 82594369 |  |  | 44.11 | ASBUILT | WSL |  | Waikato,Ngāti Maru,Ngāti Tamaoho,Ngāti Tamaterā,Ngāti Pāoa,Ngāi Tai ki Tāmaki,Ngāti Hako,Te Ākitai Waiohua | 1.21 | 1 |  |  |  | no | 1 | 3 | 1 | CCTV NOT Available or Over 30 Years Old & Soil Type Available | 2.3585 | 2 | 2 | 2 | 1 |  | 1 |  | 1 | 0.565 | 0.4 | Diameter Used For Flow Approximation & Depth Available | 44.1147 | 2
2866 | 3119 | 1673251 | 10080558 | 196071 | DSMND | Manurewa Branch Diversion | Gravity | Pipe | Buried | OP | CONC | None | 2013-07-05 | 11.12 | 10.96 | 0.1s | SI | Transmission | T0000419 | 2 |  |  | 4 | 550 | [5 empty] | 75875 | NA |  | 28.41 |  | WSL |  | Waikato,Ngāti Maru,Ngāti Tamaoho,Ngāti Whanaunga,Ngāti Tamaterā,Ngāti Pāoa,Ngāi Tai ki Tāmaki,Ngāti Hako,Te Ākitai Waiohua | 1 | 1 |  |  |  | no | 1 | 1 | 1 | CCTV NOT Available or Over 30 Years Old & Soil Type Available | 2.3585 | 2 | 2 | 2 | 1 |  | 1 |  | 1 | 0.565 | 0.4 | Diameter Used For Flow Approximation & Depth Available | 28.4067 | 2
4668 | 735694 | 5640161 | 0 | 82638152 | DSDRW | Drury West Branch Sewer | Gravity | Pipe | Buried | OP | PE | None | 2021-01-01 | 9.38 | 8.9 | 0.1s | SI | Transmission | 2013131 | 2 |  |  |  | 450 | ASBUILT | ASBUILT | ASBUILT | ASBUILT | CONS | 82594370 |  |  | 9.97 | ASBUILT | WSL |  | Waikato,Ngāti Maru,Ngāti Tamaoho,Ngāti Tamaterā,Ngāti Pāoa,Ngāi Tai ki Tāmaki,Ngāti Hako,Te Ākitai Waiohua | 1.21 | 1 |  |  |  | no | 1 | 3 | 1 | CCTV NOT Available or Over 30 Years Old & Soil Type Available | 2.3585 | 2 | 2 | 2 | 1 |  | 1 |  | 1 | 0.565 | 0.4 | Diameter Used For Flow Approximation & Depth Available | 9.9703 | 2
4663 | 735676 | 5640162 | 0 | 82638151 | DSDRW | Drury West Branch Sewer | Gravity | Pipe | Buried | OP | PE | None | 2021-01-01 | 9.2 | 8.9 | 0.1s | SI | Transmission | 2013131 | 2 |  |  |  | 450 | ASBUILT | ASBUILT | ASBUILT | ASBUILT | CONS | 82594371 |  |  | 4.5 | ASBUILT | WSL |  | Waikato,Ngāti Maru,Ngāti Tamaoho,Ngāti Tamaterā,Ngāti Pāoa,Ngāi Tai ki Tāmaki,Ngāti Hako,Te Ākitai Waiohua | 1.21 | 1 |  |  |  | no | 1 | 3 | 1 | CCTV NOT Available or Over 30 Years Old & Soil Type Available | 2.3585 | 2 | 2 | 2 | 1 |  | 1 |  | 1 | 0.565 | 0.4 | Diameter Used For Flow Approximation & Depth Available | 4.5279 | 2
4481 | 4778 | 4544957 | 10107605 | 197476 | DSWYQ | Wynyard Quarter Branch Sewer | Gravity | Pipe | Buried | OP | CONC | None | 2018-04-09 | 4.88 | 4.8 | 0.1s | OM | Transmission | T0001312 | 2 |  |  | 4 | 525 | [5 empty] | 78707 | NA |  | 2.12 |  | WSL |  | Te Kawerau a Maki,Ngāti Whātua,Ngāti Maru,Ngāti Whātua o Ōrākei,Ngāti Tamaoho,Te Patukirikiri,Ngāti Tamaterā,Ngāti Pāoa,Ngāi Tai ki Tāmaki,Ngāti Hako,Te Ākitai Waiohua | 1 | 1 |  |  |  | no | 1 | 1 | 1 | CCTV NOT Available or Over 30 Years Old & Soil Type Available | 2.3585 | 2 | 2 | 2 | 1 |  | 1 |  | 1 | 0.565 | 0.4 | Diameter Used For Flow Approximation & Depth Available | 2.1245 | 2
976 | 1031 | 16031 | 10007263 | 196316 | DSOTB | Otara Branch | Gravity | Pipe | Buried | OP | CONC | None | 1961-06-30 | 6.99 | 6.9 | dwg | SI | Transmission | Legacy | 2 |  |  | 4 | 450 | [5 empty] | 76442 | NA |  | 18.5 |  | WSL |  | Waikato,Te Kawerau a Maki,Ngāti Maru,Ngāti Tamaoho,Ngāti Whanaunga,Ngāti Tamaterā,Ngāti Pāoa,Ngāi Tai ki Tāmaki,Ngāti Hako,Te Ākitai Waiohua | 2.67 | 3 | 2 | 2016 | CCTV Footage Review Log South_Latest.xls | no | 5 | 1 | 3 | CCTV Available (0-10 Years Old) & Soil Type Available | 2.3568 | 2 | 3 | 2 | 1 |  | 1 |  | 5 | 0.705 | 0.041339 | Modelled Flow Data Used & Depth Available | 18.5021 | 9
4232 | 4517 | 942612 | 10090154 | 194138 | DSECB | East Coast Bays Branch Sewer TS7 | Gravity | Pipe | Buried | OP | PE | None | 2011-04-21 | 2.2 |  | dwg | NI | Transmission | R0002755 | 2 |  |  | 4 | 900 | [5 empty] | 64570 | NA |  | 46.86 |  | WSL |  | Te Kawerau a Maki,Ngāti Whātua,Ngāti Maru,Ngāti Whātua o Ōrākei,Ngāti Tamaoho,Ngāti Manuhiri,Te Patukirikiri,Ngāti Whanaunga,Ngāti Tamaterā,Ngāti Pāoa,Ngāi Tai ki Tāmaki,Ngāti Hako,Te Ākitai Waiohua | 1.34 | 1 | 1 | 2015 | te puna wai | no | 3 | 3 | 1 | CCTV Available (0-10 Years Old) & Soil Type Not Available | 2.355 | 2 | 2 | 4 | 1 |  | 1 |  | 1.5 | 0.71 | 0.091884 | Modelled Flow Data Used & Depth Available | 46.8573 | 2
1052 | 1112 | 16111 | 10009037 | 197897 | DSTSE | Tamaki South East Branch | Gravity | Pipe | Buried | OP | CONC | None | 1989-06-30 | 11.34 | 11.21 | dwg | TE | Transmission | Legacy | 2 |  |  | 4 | 900 | [5 empty] | 78133 | NA |  | 35.67 |  | WSL |  | Waikato,Ngāti Maru,Ngāti Tamaoho,Ngāti Whanaunga,Ngāti Tamaterā,Ngāti Pāoa,Ngāi Tai ki Tāmaki,Ngāti Hako,Te Ākitai Waiohua | 2 | 2 | 2 | 2015 | te puna wai | no | 1 | 3 | 1 | CCTV Available (0-10 Years Old) & Soil Type Available | 2.3519 | 2 | 3 | 4 | 1 |  | 1 |  | 1 | 0.69 | 0.055071 | Modelled Flow Data Used & Depth Available | 35.6742 | 5
1053 | 1113 | 16110 | 10009036 | 197612 | DSTSE | Tamaki South East Branch | Gravity | Pipe | Buried | OP | CONC | None | 1989-06-30 | 11.21 | 10.71 | dwg | TE | Transmission | Legacy | 2 |  |  | 4 | 900 | [5 empty] | 78132 | NA |  | 184.57 |  | WSL |  | Waikato,Ngāti Maru,Ngāti Tamaoho,Ngāti Whanaunga,Ngāti Tamaterā,Ngāti Pāoa,Ngāi Tai ki Tāmaki,Ngāti Hako,Te Ākitai Waiohua | 2 | 2 | 2 | 2015 | te puna wai | no | 5 | 3 | 1 | CCTV Available (0-10 Years Old) & Soil Type Available | 2.3518 | 2 | 3 | 4 | 1 |  | 1 |  | 1 | 0.69 | 0.054942 | Modelled Flow Data Used & Depth Available | 184.5706 | 5
4099 | 4380 | 930069 | 10088312 | 195940 | DSNCT | Northcote Branch Sewer TS8 | Gravity | Pipe | Buried | OP | CONC | None | 1961-01-01 |  |  | dwg | NI | Transmission | Legacy | 2 |  |  | 4 | 635 | [5 empty] | 65090 | NA |  | 21.35 |  | WSL |  | Te Kawerau a Maki,Ngāti Whātua,Ngāti Maru,Ngāti Whātua o Ōrākei,Ngāti Tamaoho,Ngāti Manuhiri,Te Patukirikiri,Ngāti Whanaunga,Ngāti Tamaterā,Ngāti Pāoa,Ngāi Tai ki Tāmaki,Ngāti Hako,Te Ākitai Waiohua | 3.17 | 3 |  |  |  | no | 5 | 1 | 3 | CCTV NOT Available or Over 30 Years Old & Soil Type Available | 2.3481 | 2 | 3 | 3 | 1 |  | 1 |  | 1.5 | 0.645 | 0.10184 | Modelled Flow Data Used & Depth Available | 21.3531 | 9
2369 | 2580 | 15101 | 10004369 | 193346 | DSB07 | Branch 7 Arch Hill | Gravity | Pipe | Buried | OP | CONC | None | 1912-06-30 | 6.76 | 6.58 | dwg | OM | Transmission | Legacy | 2 |  |  | 4 | 910 | [5 empty] | 74139 | NA |  | 43.47 |  | WSL |  | Te Kawerau a Maki,Ngāti Whātua,Ngāti Maru,Ngāti Whātua o Ōrākei,Ngāti Tamaoho,Ngāti Tamaterā,Ngāi Tai ki Tāmaki,Ngāti Hako,Te Ākitai Waiohua | 3.91 | 4 | 3 | 2016 | te puna wai | no | 5 | 1 | 5 | CCTV Available (0-10 Years Old) & Soil Type Available | 2.3454 | 2 | 3 | 4 | 1 |  | 1 | Significant Ecological Area - SEA_T_5288 | 1 | 0.69 | 0.049685 | Modelled Flow Data Used & Depth Available | 43.4665 | 15
2366 | 2577 | 15104 | 10004372 | 193194 | DSB07 | Branch 7 Arch Hill | Gravity | Pipe | Buried | OP | CONC | None | 1912-06-30 | 7.31 | 7.1 | dwg | OM | Transmission | Legacy | 2 |  |  | 4 | 910 | [5 empty] | 74142 | NA |  | 64.59 |  | WSL |  | Te Kawerau a Maki,Ngāti Whātua,Ngāti Maru,Ngāti Whātua o Ōrākei,Ngāti Tamaoho,Ngāti Tamaterā,Ngāi Tai ki Tāmaki,Ngāti Hako,Te Ākitai Waiohua | 3.49 | 3 | 2 | 2016 | te puna wai | no | 5 | 1 | 5 | CCTV Available (0-10 Years Old) & Soil Type Available | 2.3454 | 2 | 3 | 4 | 1 |  | 1 | Significant Ecological Area - SEA_T_5288 | 1 | 0.69 | 0.049672 | Modelled Flow Data Used & Depth Available | 64.5921 | 9
2368 | 2579 | 15102 | 10004370 | 193429 | DSB07 | Branch 7 Arch Hill | Gravity | Pipe | Buried | OP | CONC | None | 1912-06-30 | 6.94 | 6.76 | dwg | OM | Transmission | Legacy | 2 |  |  | 4 | 910 | [5 empty] | 74140 | NA |  | 66.86 |  | WSL |  | Te Kawerau a Maki,Ngāti Whātua,Ngāti Maru,Ngāti Whātua o Ōrākei,Ngāti Tamaoho,Ngāti Tamaterā,Ngāi Tai ki Tāmaki,Ngāti Hako,Te Ākitai Waiohua | 4.13 | 4 | 3 | 2009 | te puna wai | no | 5 | 1 | 5 | CCTV Available (10-20 Years Old) & Soil Type Available | 2.3453 | 2 | 3 | 4 | 1 |  | 1 | Significant Ecological Area - SEA_T_5288 | 1 | 0.69 | 0.049669 | Modelled Flow Data Used & Depth Available | 66.8618 | 15
2367 | 2578 | 15103 | 10004371 | 193590 | DSB07 | Branch 7 Arch Hill | Gravity | Pipe | Buried | OP | CONC | None | 1912-06-30 | 7.1 | 6.94 | dwg | OM | Transmission | Legacy | 2 |  |  | 4 | 910 | [5 empty] | 74141 | NA |  | 50.11 |  | WSL |  | Te Kawerau a Maki,Ngāti Whātua,Ngāti Maru,Ngāti Whātua o Ōrākei,Ngāti Tamaoho,Ngāti Tamaterā,Ngāi Tai ki Tāmaki,Ngāti Hako,Te Ākitai Waiohua | 3.49 | 3 | 2 | 2016 | te puna wai | no | 5 | 1 | 5 | CCTV Available (0-10 Years Old) & Soil Type Available | 2.3453 | 2 | 3 | 4 | 1 |  | 1 | Significant Ecological Area - SEA_T_5288 | 1 | 0.69 | 0.049669 | Modelled Flow Data Used & Depth Available | 50.1149 | 9
3682 | 3957 | 943241 | 10090161 | 194450 | DSECB | East Coast Bays Branch Sewer TS7 | Gravity | Pipe | Buried | OP | PE | None | 2012-01-24 |  |  | 0.1s | NI | Transmission | R0003165 | 2 |  |  | 4 | 800 | [5 empty] | 64577 | NA |  | 51.06 |  | WSL |  | Te Kawerau a Maki,Ngāti Whātua,Ngāti Maru,Ngāti Whātua o Ōrākei,Ngāti Tamaoho,Ngāti Manuhiri,Te Patukirikiri,Ngāti Whanaunga,Ngāti Tamaterā,Ngāti Pāoa,Ngāi Tai ki Tāmaki,Ngāti Hako,Te Ākitai Waiohua | 1.34 | 1 | 1 | 2015 | te puna wai | no | 3 | 3 | 1 | CCTV Available (0-10 Years Old) & Soil Type Not Available | 2.3433 | 2 | 2 | 4 | 1 |  | 1 |  | 1.5 | 0.71 | 0.065084 | Modelled Flow Data Used & Depth Available | 51.0625 | 2
4092 | 4372 | 929532 | 10087911 | 194797 | DSHKI | Hauraki Branch Sewer TS3A | Gravity | Pipe | Buried | OP | CONC | None | 1967-01-01 |  |  | dwg | NI | Transmission | Legacy | 2 |  |  | 4 | 800 | [5 empty] | 64822 | NA |  | 2.34 |  | WSL |  | Te Kawerau a Maki,Ngāti Whātua,Ngāti Maru,Ngāti Whātua o Ōrākei,Ngāti Tamaoho,Te Patukirikiri,Ngāti Whanaunga,Ngāti Tamaterā,Ngāti Pāoa,Ngāi Tai ki Tāmaki,Ngāti Hako,Te Ākitai Waiohua | 2 | 2 | 2 | 2017 | te puna wai | no | 1 | 1 | 2 | CCTV Available (0-10 Years Old) & Soil Type Available | 2.3347 | 2 | 2 | 4 | 1 |  | 1 |  | 1.5 | 0.71 | 0.045176 | Modelled Flow Data Used & Depth Available | 2.342 | 5
3842 | 4119 | 917752 | 10090001 | 82593957 | DSCWD | Chatswood Branch Sewer TS9 | Gravity | Pipe | Buried | OP | CONC | None | 1960-01-01 |  |  | dwg | NI | Transmission | Legacy | 2 |  |  | 4 | 490 | ASBUILT | ASBUILT | ASBUILT | ASBUILT | CONS | 64449 | NA |  | 137.23 | ASBUILT | WSL |  | Te Kawerau a Maki,Ngāti Whātua,Ngāti Maru,Ngāti Whātua o Ōrākei,Ngāti Tamaoho,Te Patukirikiri,Ngāti Whanaunga,Ngāti Tamaterā,Ngāti Pāoa,Ngāi Tai ki Tāmaki,Ngāti Hako,Te Ākitai Waiohua | 2.41 | 2 |  |  |  | no | 1 | 1 | 3 | CCTV NOT Available or Over 30 Years Old & Soil Type Available | 2.3326 | 2 | 2 | 2 | 1 | Safe Swim Beach | 1 | Ocean Intercept, Significant Ecological Area - SEA-M2-60a | 5 | 0.705 | 0.056662 | Modelled Flow Data Used & Depth Available | 137.2273 | 5
4483 | 4780 | 4547300 | 10107827 | 195111 | DSMAN | Manurewa Branch | Gravity | Pipe | Buried | OP | CONC | None | 2012-12-10 |  |  | dwg | SI | Transmission | T0001328 | 2 |  |  | 4 | 1000 | [5 empty] | 75711 | NA |  | 14.04 |  | WSL |  | Waikato,Ngāti Maru,Ngāti Tamaoho,Ngāti Whanaunga,Ngāti Tamaterā,Ngāti Pāoa,Ngāi Tai ki Tāmaki,Ngāti Hako,Te Ākitai Waiohua | 1.59 | 2 |  |  | CCTV app | yes | 3 | 3 | 1 | CCTV NOT Available or Over 30 Years Old & Soil Type Available | 2.3313 | 2 | 2 | 4 | 1 |  | 1 |  | 1.5 | 0.71 | 0.037559 | Modelled Flow Data Used & Depth Available | 14.0354 | 5
4217 | 4502 | 938056 | 10089588 | 193791 | DSBHV | Beach Haven Branch Sewer TS10 | Gravity | Pipe | Bridged | OP | CLS | None | 1961-01-01 |  |  | dwg | NI | Transmission | Legacy | 2 |  |  | 4 | 315 | [5 empty] | 64241 | NA |  | 11.1 |  | WSL |  | Te Kawerau a Maki,Ngāti Whātua,Ngāti Maru,Ngāti Whātua o Ōrākei,Ngāti Tamaoho,Ngāti Manuhiri,Ngāti Tamaterā,Ngāi Tai ki Tāmaki,Ngāti Hako,Te Ākitai Waiohua | 3.82 | 4 |  |  |  | no | 1 | 1 | 5 | CCTV NOT Available or Over 30 Years Old & Soil Type Not Available | 2.324 | 2 | 1 | 5 | 1 |  | 1 |  | 1.5 | 0.77 | 0.2 | Diameter Used For Flow Approximation & Depth Available | 11.0967 | 15
3746 | 4021 | 920027 | 10089699 | 194060 | DSBKD | Birkdale Branch Sewer TS14 | Gravity | Pipe | Bridged | OP | CONC | None | 1962-01-01 |  |  | dwg | NI | Transmission | Legacy | 2 |  |  | 4 | 300 | [5 empty] | 64288 | NA |  | 10.01 |  | WSL |  | Te Kawerau a Maki,Ngāti Whātua,Ngāti Maru,Ngāti Whātua o Ōrākei,Ngāti Tamaoho,Ngāti Manuhiri,Ngāti Whanaunga,Ngāti Tamaterā,Ngāti Pāoa,Ngāi Tai ki Tāmaki,Ngāti Hako,Te Ākitai Waiohua | 2.41 | 2 |  |  |  | no | 1 | 1 | 3 | CCTV NOT Available or Over 30 Years Old & Soil Type Not Available | 2.324 | 2 | 1 | 5 | 1 |  | 1 | Significant Ecological Area - SEA_T_8158 | 1.5 | 0.77 | 0.2 | Diameter Used For Flow Approximation & Depth Available | 10.0112 | 5
3158 | 3421 | 920045 | 10089706 | 194008 | DSBKD | Birkdale Branch Sewer TS14 | Gravity | Pipe | Bridged | OP | CLS | None | 1962-01-01 |  |  | dwg | NI | Transmission | Legacy | 2 |  |  | 4 | 315 | [5 empty] | 64294 | NA |  | 5.2 |  | WSL |  | Te Kawerau a Maki,Ngāti Whātua,Ngāti Maru,Ngāti Whātua o Ōrākei,Ngāti Tamaoho,Ngāti Manuhiri,Ngāti Whanaunga,Ngāti Tamaterā,Ngāti Pāoa,Ngāi Tai ki Tāmaki,Ngāti Hako,Te Ākitai Waiohua | 3.82 | 4 |  |  |  | no | 1 | 1 | 5 | CCTV NOT Available or Over 30 Years Old & Soil Type Not Available | 2.324 | 2 | 1 | 5 | 1 |  | 1 |  | 1.5 | 0.77 | 0.2 | Diameter Used For Flow Approximation & Depth Available | 5.2044 | 15
2203 | 2413 | 16615 | 10008916 | 197123 | DSTIT | Titirangi Branch | Gravity | Pipe | Buried | OP | CONC | None | 1966-06-30 | 31.72 | 30.6 | dwg | WI | Transmission | Legacy | 2 |  |  | 4 | 450 | [5 empty] | 78065 | NA |  | 171.11 |  | WSL |  | Waikato,Te Kawerau a Maki,Ngāti Whātua,Ngāti Whātua o Ōrākei,Ngāti Tamaoho,Ngāti Tamaterā,Te Ākitai Waiohua | 3 | 3 | 3 | 2001 | te puna wai | no | 1 | 1 | 2 | CCTV Available (20-30 Years Old) & Soil Type Available | 2.323 | 2 | 2 | 2 | 1 |  | 1 |  | 5 | 0.705 | 0.035043 | Modelled Flow Data Used & Depth Available | 171.1117 | 9
1367 | 1458 | 16704 | 10005730 | 195007 | DSGLE | Glen Eden Branch | Gravity | Pipe | Buried | OP | CONC | None | 1965-06-30 | 15.13 | 14.8 | dwg | WI | Transmission | Legacy | 2 |  |  | 4 | 450 | [5 empty] | 75218 | NA |  | 89.32 |  | WSL |  | Te Kawerau a Maki,Ngāti Whātua,Ngāti Whātua o Ōrākei,Ngāti Tamaoho,Ngāti Tamaterā,Te Ākitai Waiohua | 2 | 2 | 2 | 2011 | te puna wai | no | 1 | 3 | 2 | CCTV Available (10-20 Years Old) & Soil Type Available | 2.3223 | 2 | 2 | 2 | 1 |  | 1 | Significant Ecological Area - SEA_T_4980 | 5 | 0.705 | 0.033541 | Modelled Flow Data Used & Depth Available | 89.3168 | 5
2351 | 2562 | 14918 | 10006786 | 196356 | DSONE | Onehunga Branch | Gravity | Pipe | Buried | OP | CONC | None | 1962-06-30 | 16.39 | 15.95 | dwg | WI | Transmission | Legacy | 2 |  |  | 4 | 525 | [5 empty] | 76099 | NA |  | 104.04 |  | WSL |  | Waikato,Te Kawerau a Maki,Ngāti Whātua,Ngāti Maru,Ngāti Whātua o Ōrākei,Ngāti Tamaoho,Ngāti Tamaterā,Ngāti Pāoa,Ngāi Tai ki Tāmaki,Ngāti Hako,Te Ākitai Waiohua | 2.67 | 3 | 2 | 2021 | CCTV Footage Review Log South_Latest.xls | yes | 5 | 1 | 3 | CCTV Available (0-10 Years Old) & Soil Type Available | 2.32 | 2 | 2 | 2 | 1 |  | 1 | Aquifer - Mt Wellington Volcanic Aquifer | 5 | 0.705 | 0.028203 | Modelled Flow Data Used & Depth Available | 104.0389 | 9
2353 | 2564 | 14916 | 10006784 | 196206 | DSONE | Onehunga Branch | Gravity | Pipe | Buried | OP | CONC | None | 1962-06-30 | 15.53 | 15.03 | dwg | WI | Transmission | Legacy | 2 |  |  | 4 | 525 | [5 empty] | 76097 | NA |  | 92.32 |  | WSL |  | Waikato,Te Kawerau a Maki,Ngāti Whātua,Ngāti Maru,Ngāti Whātua o Ōrākei,Ngāti Tamaoho,Ngāti Tamaterā,Ngāti Pāoa,Ngāi Tai ki Tāmaki,Ngāti Hako,Te Ākitai Waiohua | 2.24 | 2 | 2 | 2021 | CCTV Footage Review Log South_Latest.xls | yes | 1 | 1 | 3 | CCTV Available (0-10 Years Old) & Soil Type Available | 2.32 | 2 | 2 | 2 | 1 |  | 1 | Aquifer - Onehunga Volcanic Aquifer | 5 | 0.705 | 0.0282 | Modelled Flow Data Used & Depth Available | 92.3209 | 5
2352 | 2563 | 14917 | 10006785 | 195828 | DSONE | Onehunga Branch | Gravity | Pipe | Buried | OP | CONC | None | 1962-06-30 | 15.95 | 15.53 | dwg | WI | Transmission | Legacy | 2 |  |  | 4 | 525 | [5 empty] | 76098 | NA |  | 91.83 |  | WSL |  | Waikato,Te Kawerau a Maki,Ngāti Whātua,Ngāti Maru,Ngāti Whātua o Ōrākei,Ngāti Tamaoho,Ngāti Tamaterā,Ngāti Pāoa,Ngāi Tai ki Tāmaki,Ngāti Hako,Te Ākitai Waiohua | 2.24 | 2 | 2 | 2021 | CCTV Footage Review Log South_Latest.xls | yes | 1 | 1 | 3 | CCTV Available (0-10 Years Old) & Soil Type Available | 2.32 | 2 | 2 | 2 | 1 |  | 1 | Aquifer - Onehunga Volcanic Aquifer | 5 | 0.705 | 0.0282 | Modelled Flow Data Used & Depth Available | 91.8289 | 5
2349 | 2560 | 14991 | 10006788 | 196207 | DSONE | Onehunga Branch | Gravity | Pipe | Buried | OP | CONC | None | 1962-06-30 | 17.09 | 16.73 | dwg | WI | Transmission | Legacy | 2 |  |  | 4 | 525 | [5 empty] | 76101 | NA |  | 98.11 |  | WSL |  | Waikato,Te Kawerau a Maki,Ngāti Whātua,Ngāti Maru,Ngāti Whātua o Ōrākei,Ngāti Tamaoho,Ngāti Tamaterā,Ngāti Pāoa,Ngāi Tai ki Tāmaki,Ngāti Hako,Te Ākitai Waiohua | 2.24 | 2 | 2 | 2021 | CCTV Footage Review Log South_Latest.xls | yes | 1 | 1 | 3 | CCTV Available (0-10 Years Old) & Soil Type Available | 2.3199 | 2 | 2 | 2 | 1 |  | 1 | Aquifer - Mt Wellington Volcanic Aquifer | 5 | 0.705 | 0.028016 | Modelled Flow Data Used & Depth Available | 98.1119 | 5
2350 | 2561 | 14919 | 10006787 | 195679 | DSONE | Onehunga Branch | Gravity | Pipe | Buried | OP | CONC | None | 1962-06-30 | 16.73 | 16.39 | dwg | WI | Transmission | Legacy | 2 |  |  | 4 | 525 | [5 empty] | 76100 | NA |  | 70.34 |  | WSL |  | Waikato,Te Kawerau a Maki,Ngāti Whātua,Ngāti Maru,Ngāti Whātua o Ōrākei,Ngāti Tamaoho,Ngāti Tamaterā,Ngāti Pāoa,Ngāi Tai ki Tāmaki,Ngāti Hako,Te Ākitai Waiohua | 2.24 | 2 | 2 | 2021 | CCTV Footage Review Log South_Latest.xls | yes | 1 | 1 | 3 | CCTV Available (0-10 Years Old) & Soil Type Available | 2.3199 | 2 | 2 | 2 | 1 |  | 1 | Aquifer - Mt Wellington Volcanic Aquifer | 5 | 0.705 | 0.028016 | Modelled Flow Data Used & Depth Available | 70.3446 | 5
2345 | 2556 | 14921 | 10006792 | 196208 | DSONE | Onehunga Branch | Gravity | Pipe | Buried | OP | CONC | None | 1962-06-30 | 18.17 | 18.03 | dwg | WI | Transmission | Legacy | 2 |  |  | 4 | 525 | [5 empty] | 76105 | NA |  | 43.93 |  | WSL |  | Waikato,Te Kawerau a Maki,Ngāti Whātua,Ngāti Maru,Ngāti Whātua o Ōrākei,Ngāti Tamaoho,Ngāti Tamaterā,Ngāti Pāoa,Ngāi Tai ki Tāmaki,Ngāti Hako,Te Ākitai Waiohua | 2.24 | 2 | 2 | 2016 | te puna wai | yes | 1 | 1 | 3 | CCTV Available (0-10 Years Old) & Soil Type Available | 2.3195 | 2 | 2 | 2 | 1 |  | 1 | Aquifer - Mt Wellington Volcanic Aquifer | 5 | 0.705 | 0.027038 | Modelled Flow Data Used & Depth Available | 43.9296 | 5
2344 | 2555 | 15092 | 10006793 | 195830 | DSONE | Onehunga Branch | Gravity | Pipe | Tunnelled | OP | CONC | None | 1962-06-30 | 18.24 | 18.18 | dwg | WI | Transmission | Legacy | 2 |  |  | 4 | 525 | [5 empty] | 76106 | NA |  | 19.19 |  | WSL |  | Waikato,Te Kawerau a Maki,Ngāti Whātua,Ngāti Maru,Ngāti Whātua o Ōrākei,Ngāti Tamaoho,Ngāti Tamaterā,Ngāti Pāoa,Ngāi Tai ki Tāmaki,Ngāti Hako,Te Ākitai Waiohua | 2.24 | 2 | 2 | 2016 | te puna wai | yes | 1 | 1 | 3 | CCTV Available (0-10 Years Old) & Soil Type Available | 2.3195 | 2 | 2 | 2 | 1 |  | 1 | Aquifer - Mt Wellington Volcanic Aquifer | 5 | 0.705 | 0.027038 | Modelled Flow Data Used & Depth Available | 19.1938 | 5
934 | 986 | 16309 | 10007889 | 196696 | DSROY | Royal Oak Branch | Gravity | Pipe | Buried | OP | CONC | None | 1978-06-30 | 2.71 | 2.08 | dwg | WI | Transmission | Legacy | 2 |  |  | 4 | 470 | [5 empty] | 77130 | NA |  | 113.47 |  | WSL |  | Waikato,Te Kawerau a Maki,Ngāti Whātua,Ngāti Maru,Ngāti Whātua o Ōrākei,Ngāti Tamaoho,Ngāti Tamaterā,Ngāi Tai ki Tāmaki,Ngāti Hako,Te Ākitai Waiohua | 2 | 2 | 2 | 2014 | te puna wai | no | 1 | 1 | 2 | CCTV Available (0-10 Years Old) & Soil Type Available | 2.3182 | 2 | 2 | 2 | 1 |  | 1 |  | 5 | 0.705 | 0.02414 | Modelled Flow Data Used & Depth Available | 113.4716 | 5
757 | 795 | 15665 | 10007486 | 196506 | DSPAP | Papakura Branch | Gravity | Pipe | Buried | OP | CONC | None | 1962-06-30 | 9.75 | 9.3 | dwg | SI | Transmission | Legacy | 2 |  |  | 4 | 525 | [5 empty] | 76600 | NA |  | 103.17 |  | WSL |  | Waikato,Ngāti Maru,Ngāti Tamaoho,Ngāti Whanaunga,Ngāti Tamaterā,Ngāti Pāoa,Ngāi Tai ki Tāmaki,Ngāti Hako,Te Ākitai Waiohua | 3 | 3 | 3 | 2004 | te puna wai | no | 1 | 3 | 3 | CCTV Available (10-20 Years Old) & Soil Type Available | 2.317 | 2 | 2 | 2 | 1 |  | 1 |  | 5 | 0.705 | 0.021402 | Modelled Flow Data Used & Depth Available | 103.1733 | 9
2491 | 2709 | 40483 | 10006558 | 195919 | DSMSE | Mangere South East Branch | Gravity | Pipe | Buried | OP | CONC | None | 2009-05-05 | 6.52 | 6.41 | dwg | EI | Transmission | DC09028 | 2 |  |  | 4 | 550 | [5 empty] | 75890 | NA |  | 66.78 |  | WSL |  | Waikato,Te Kawerau a Maki,Ngāti Maru,Ngāti Whātua o Ōrākei,Ngāti Tamaoho,Ngāti Tamaterā,Ngāi Tai ki Tāmaki,Ngāti Hako,Te Ākitai Waiohua | 3 | 3 | 3 | 2010 | te puna wai | no | 5 | 1 | 1 | CCTV Available (10-20 Years Old) & Soil Type Available | 2.3169 | 2 | 2 | 2 | 1 |  | 1 |  | 5 | 0.705 | 0.021173 | Modelled Flow Data Used & Depth Available | 66.7829 | 9
2490 | 2708 | 40477 | 10006557 | 195532 | DSMSE | Mangere South East Branch | Gravity | Pipe | Buried | OP | CONC | None | 2009-05-05 | 6.41 | 6.19 | dwg | EI | Transmission | DC09028 | 2 |  |  | 4 | 550 | [5 empty] | 75889 | NA |  | 80.45 |  | WSL |  | Waikato,Te Kawerau a Maki,Ngāti Maru,Ngāti Whātua o Ōrākei,Ngāti Tamaoho,Ngāti Tamaterā,Ngāi Tai ki Tāmaki,Ngāti Hako,Te Ākitai Waiohua | 1.54 | 2 | 1 | 2010 | te puna wai | no | 5 | 1 | 1 | CCTV Available (10-20 Years Old) & Soil Type Available | 2.3168 | 2 | 2 | 2 | 1 |  | 1 |  | 5 | 0.705 | 0.021003 | Modelled Flow Data Used & Depth Available | 80.447 | 5
1753 | 1913 | 15783 | 10006302 | 195094 | DSMAH | Mahia Branch | Gravity | Pipe | Buried | OP | CONC | None | 1969-06-30 | -0.58 | -0.94 | dwg | SI | Transmission | Legacy | 2 |  |  | 4 | 450 | [5 empty] | 75674 | NA |  | 88.76 |  | WSL |  | Waikato,Ngāti Maru,Ngāti Tamaoho,Ngāti Whanaunga,Ngāti Tamaterā,Ngāti Pāoa,Ngāi Tai ki Tāmaki,Ngāti Hako,Te Ākitai Waiohua | 2 | 2 | 2 | 2016 | te puna wai | no | 1 | 3 | 2 | CCTV Available (0-10 Years Old) & Soil Type Available | 2.3166 | 2 | 2 | 2 | 1 |  | 1 |  | 5 | 0.705 | 0.020675 | Modelled Flow Data Used & Depth Available | 88.7636 | 5
2549 | 2772 | 14884 | 10006944 | 196223 | DSONT | Onehunga Tradewaste | Gravity | Pipe | Buried | OP | CONC | None | 1965-06-30 | 6.38 | 5.95 | dwg | WI | Transmission | Legacy | 2 |  |  | 4 | 525 | [5 empty] | 76176 | NA |  | 43.9 |  | WSL |  | Waikato,Te Kawerau a Maki,Ngāti Whātua,Ngāti Maru,Ngāti Whātua o Ōrākei,Ngāti Tamaoho,Ngāti Tamaterā,Ngāti Pāoa,Ngāi Tai ki Tāmaki,Ngāti Hako,Te Ākitai Waiohua | 2.17 | 2 | 2 | 2018 | CCTV Footage Review Log South_Latest.xls | yes | 3 | 3 | 2 | CCTV Available (0-10 Years Old) & Soil Type Available | 2.3159 | 2 | 2 | 2 | 1 |  | 1 | Aquifer - Mt Wellington Volcanic Aquifer | 5 | 0.705 | 0.019085 | Modelled Flow Data Used & Depth Available | 43.8999 | 5
2573 | 2796 | 15925 | 10009481 | 197383 | DSWIR | Wiri Branch | Gravity | Pipe | Buried | OP | CONC | None | 1971-06-30 | 23.57 | 22.84 | dwg | SI | Transmission | Legacy | 2 |  |  | 4 | 470 | [5 empty] | 78583 | NA |  | 143.81 |  | WSL |  | Waikato,Te Kawerau a Maki,Ngāti Maru,Ngāti Tamaoho,Ngāti Whanaunga,Ngāti Tamaterā,Ngāti Pāoa,Ngāi Tai ki Tāmaki,Ngāti Hako,Te Ākitai Waiohua | 2.33 | 2 | 2 | 2004 | te puna wai | no | 5 | 1 | 2 | CCTV Available (10-20 Years Old) & Soil Type Available | 2.3159 | 2 | 2 | 2 | 1 |  | 1 |  | 5 | 0.705 | 0.018953 | Modelled Flow Data Used & Depth Available | 143.8132 | 5
2574 | 2797 | 15924 | 10009480 | 197822 | DSWIR | Wiri Branch | Gravity | Pipe | Buried | OP | CONC | None | 1971-06-30 | 22.84 | 22.11 | dwg | SI | Transmission | Legacy | 2 |  |  | 4 | 470 | [5 empty] | 78582 | NA |  | 141.7 |  | WSL |  | Waikato,Te Kawerau a Maki,Ngāti Maru,Ngāti Tamaoho,Ngāti Whanaunga,Ngāti Tamaterā,Ngāti Pāoa,Ngāi Tai ki Tāmaki,Ngāti Hako,Te Ākitai Waiohua | 2.46 | 2 |  |  |  | no | 5 | 1 | 2 | CCTV NOT Available or Over 30 Years Old & Soil Type Available | 2.3159 | 2 | 2 | 2 | 1 |  | 1 |  | 5 | 0.705 | 0.01895 | Modelled Flow Data Used & Depth Available | 141.7041 | 5
2575 | 2798 | 15923 | 10009479 | 197778 | DSWIR | Wiri Branch | Gravity | Pipe | Buried | OP | CONC | None | 1971-06-30 | 22.11 | 21.47 | 0.1s | SI | Transmission | Legacy | 2 |  |  | 4 | 470 | [5 empty] | 78581 | NA |  | 107.88 |  | WSL |  | Waikato,Te Kawerau a Maki,Ngāti Maru,Ngāti Tamaoho,Ngāti Whanaunga,Ngāti Tamaterā,Ngāti Pāoa,Ngāi Tai ki Tāmaki,Ngāti Hako,Te Ākitai Waiohua | 2.33 | 2 | 2 | 2004 | te puna wai | no | 5 | 1 | 2 | CCTV Available (10-20 Years Old) & Soil Type Available | 2.3159 | 2 | 2 | 2 | 1 |  | 1 |  | 5 | 0.705 | 0.01895 | Modelled Flow Data Used & Depth Available | 107.8814 | 5
1664 | 1814 | 15645 | 10007457 | 196002 | DSPAP | Papakura Branch | Gravity | Pipe | Buried | OP | CONC | None | 1962-06-30 | 9.92 | 9.75 | dwg | SI | Transmission | Legacy | 2 |  |  | 4 | 525 | [5 empty] | 76601 | NA |  | 91.5 |  | WSL |  | Waikato,Ngāti Maru,Ngāti Tamaoho,Ngāti Whanaunga,Ngāti Tamaterā,Ngāti Pāoa,Ngāi Tai ki Tāmaki,Ngāti Hako,Te Ākitai Waiohua | 2.99 | 3 | 2 | 2010 | te puna wai | no | 5 | 3 | 3 | CCTV Available (10-20 Years Old) & Soil Type Available | 2.3155 | 2 | 2 | 2 | 1 |  | 1 |  | 5 | 0.705 | 0.018126 | Modelled Flow Data Used & Depth Available | 91.502 | 9
1665 | 1815 | 15646 | 10007458 | 196499 | DSPAP | Papakura Branch | Gravity | Pipe | Buried | OP | CONC | None | 1962-06-30 | 10.16 | 9.92 | dwg | SI | Transmission | Legacy | 2 |  |  | 4 | 525 | [5 empty] | 76602 | NA |  | 89.02 |  | WSL |  | Waikato,Ngāti Maru,Ngāti Tamaoho,Ngāti Whanaunga,Ngāti Tamaterā,Ngāti Pāoa,Ngāi Tai ki Tāmaki,Ngāti Hako,Te Ākitai Waiohua | 2.99 | 3 | 2 | 2010 | te puna wai | no | 5 | 3 | 3 | CCTV Available (10-20 Years Old) & Soil Type Available | 2.3155 | 2 | 2 | 2 | 1 |  | 1 |  | 5 | 0.705 | 0.018078 | Modelled Flow Data Used & Depth Available | 89.022 | 9
3867 | 4144 | 919188 | 10087915 | 194798 | DSHKI | Hauraki Branch Sewer TS3A | Gravity | Pipe | Buried | OP | CONC | None | 1972-06-01 |  |  | dwg | NI | Transmission | Legacy | 2 |  |  | 4 | 900 | [5 empty] | 64826 | NA |  | 4.87 |  | WSL |  | Te Kawerau a Maki,Ngāti Whātua,Ngāti Maru,Ngāti Whātua o Ōrākei,Ngāti Tamaoho,Te Patukirikiri,Ngāti Whanaunga,Ngāti Tamaterā,Ngāti Pāoa,Ngāi Tai ki Tāmaki,Ngāti Hako,Te Ākitai Waiohua | 3 | 3 | 3 | 2017 | te puna wai | no | 5 | 1 | 2 | CCTV Available (0-10 Years Old) & Soil Type Available | 2.3138 | 2 | 1 | 4 | 1 |  | 1 |  | 1.5 | 0.71 | 0.0038285 | Modelled Flow Data Used & Depth Available | 4.8742 | 9
2828 | 3077 | 302917 | 10077458 | 196901 | DSSLD | South Lynn Branch Diversion Sewer | Gravity | Pipe | Buried | OP | PE | None | 2012-12-13 | 15.37 | 14.63 | 0.1s | WI | Transmission | T0000239 | 2 |  |  | 4 | 450 | [5 empty] | 77411 | NA |  | 2.46 |  | WSL |  | Waikato,Te Kawerau a Maki,Ngāti Whātua,Ngāti Whātua o Ōrākei,Ngāti Tamaoho,Ngāti Tamaterā,Te Ākitai Waiohua | 1.97 | 2 |  |  |  | no | 5 | 3 | 1 | CCTV NOT Available or Over 30 Years Old & Soil Type Available | 2.3075 | 2 | 1 | 2 | 1 |  | 1 |  | 5 | 0.705 | 0 | Modelled Flow Data Used & Depth Available | 2.4626 | 5
3018 | 3279 | 2095472 | 10090287 | 194839 | DSECD | East Coast Bays Diversion Branch Sewer TS32 | Gravity | Pipe | Buried | OP | PE | None | 2014-07-04 | 2.88 | 1.64 | 0.1s | NI | Transmission | R0003643 | 2 |  |  | 4 | 400 | [5 empty] | 64615 | NA |  | 86.3 |  | WSL |  | Te Kawerau a Maki,Ngāti Whātua,Ngāti Maru,Ngāti Whātua o Ōrākei,Ngāti Tamaoho,Ngāti Manuhiri,Te Patukirikiri,Ngāti Whanaunga,Ngāti Tamaterā,Ngāti Pāoa,Ngāi Tai ki Tāmaki,Ngāti Hako,Te Ākitai Waiohua | 1.59 | 2 |  |  |  | no | 3 | 3 | 1 | CCTV NOT Available or Over 30 Years Old & Soil Type Not Available | 2.3075 | 2 | 1 | 2 | 1 |  | 1 |  | 5 | 0.705 | 0 | Modelled Flow Data Used & Depth Available | 86.2992 | 5
2954 | 3212 | 2095473 | 10090286 | 194159 | DSECD | East Coast Bays Diversion Branch Sewer TS32 | Gravity | Pipe | Buried | OP | PE | None | 2014-07-04 | 1.62 | 0.7 | 0.1s | NI | Transmission | R0003643 | 2 |  |  | 4 | 400 | [5 empty] | 64614 | NA |  | 83.09 |  | WSL |  | Te Kawerau a Maki,Ngāti Whātua,Ngāti Maru,Ngāti Whātua o Ōrākei,Ngāti Tamaoho,Ngāti Manuhiri,Te Patukirikiri,Ngāti Whanaunga,Ngāti Tamaterā,Ngāti Pāoa,Ngāi Tai ki Tāmaki,Ngāti Hako,Te Ākitai Waiohua | 1.59 | 2 |  |  |  | no | 3 | 3 | 1 | CCTV NOT Available or Over 30 Years Old & Soil Type Not Available | 2.3075 | 2 | 1 | 2 | 1 |  | 1 |  | 5 | 0.705 | 0 | Modelled Flow Data Used & Depth Available | 83.0949 | 5
2026 | 2220 | 17691 | 10006526 | 195368 | DSMGS | Mangere South Branch | Gravity | Pipe | Buried | OP | CONC | None | 1995-05-27 | 7.24 | 7.2 | dwg | EI | Transmission | DC09028 | 2 |  |  | 4 | 450 | [5 empty] | 75841 | NA |  | 39.32 |  | WSL |  | Waikato,Te Kawerau a Maki,Ngāti Maru,Ngāti Whātua o Ōrākei,Ngāti Tamaoho,Ngāti Tamaterā,Ngāi Tai ki Tāmaki,Ngāti Hako,Te Ākitai Waiohua | 1.76 | 2 |  |  | CCTV app | yes | 5 | 1 | 1 | CCTV NOT Available or Over 30 Years Old & Soil Type Available | 2.3074 | 2 | 1 | 2 | 1 |  | 1 |  | 5 | 0.705 | 0.00029599 | Modelled Flow Data Used & Depth Available | 39.3243 | 5
2839 | 3090 | 302930 | 10078024 | 195097 | DSMAH | Mahia Branch | Gravity | Pipe | Buried | OP | CONC | None | 2012-11-22 | 0 | 9.47 | 0.1s | SI | Transmission | T0000297 | 2 |  |  | 4 | 525 | [5 empty] | 75704 | NA |  | 96.61 |  | WSL |  | Waikato,Ngāti Maru,Ngāti Tamaoho,Ngāti Whanaunga,Ngāti Tamaterā,Ngāti Pāoa,Ngāi Tai ki Tāmaki,Ngāti Hako,Te Ākitai Waiohua | 2 | 2 | 2 | 2016 | te puna wai | no | 1 | 3 | 1 | CCTV Available (0-10 Years Old) & Soil Type Available | 2.3071 | 2 | 1 | 2 | 1 |  | 1 |  | 5 | 0.705 | 0.0011422 | Modelled Flow Data Used & Depth Available | 96.6097 | 5
2837 | 3088 | 302928 | 10078027 | 195625 | DSMAH | Mahia Branch | Gravity | Pipe | Buried | OP | CONC | None | 2012-11-22 | 10.68 | 10.61 | 0.1s | SI | Transmission | T0000297 | 2 |  |  | 4 | 525 | [5 empty] | 75707 | NA |  | 8.4 |  | WSL |  | Waikato,Ngāti Maru,Ngāti Tamaoho,Ngāti Whanaunga,Ngāti Tamaterā,Ngāti Pāoa,Ngāi Tai ki Tāmaki,Ngāti Hako,Te Ākitai Waiohua | 1.44 | 1 | 1 | 2016 | te puna wai | no | 5 | 1 | 1 | CCTV Available (0-10 Years Old) & Soil Type Available | 2.3071 | 2 | 1 | 2 | 1 |  | 1 |  | 5 | 0.705 | 0.0011454 | Modelled Flow Data Used & Depth Available | 8.3961 | 2
2838 | 3089 | 302929 | 10078026 | 195247 | DSMAH | Mahia Branch | Gravity | Pipe | Buried | OP | CONC | None | 2012-11-22 | 10.55 | 9.85 | 0.1s | SI | Transmission | T0000297 | 2 |  |  | 4 | 525 | [5 empty] | 75706 | NA |  | 149.5 |  | WSL |  | Waikato,Ngāti Maru,Ngāti Tamaoho,Ngāti Whanaunga,Ngāti Tamaterā,Ngāti Pāoa,Ngāi Tai ki Tāmaki,Ngāti Hako,Te Ākitai Waiohua | 2 | 2 | 2 | 2016 | te puna wai | no | 1 | 3 | 1 | CCTV Available (0-10 Years Old) & Soil Type Available | 2.3071 | 2 | 1 | 2 | 1 |  | 1 |  | 5 | 0.705 | 0.0011454 | Modelled Flow Data Used & Depth Available | 149.4991 | 5
2836 | 3087 | 302927 | 10078028 | 195098 | DSMAH | Mahia Branch | Gravity | Pipe | Buried | OP | CONC | None | 2012-11-22 | 11.35 | 10.74 | 0.1s | SI | Transmission | T0000297 | 2 |  |  | 4 | 525 | [5 empty] | 75708 | NA |  | 99.34 |  | WSL |  | Waikato,Ngāti Maru,Ngāti Tamaoho,Ngāti Whanaunga,Ngāti Tamaterā,Ngāti Pāoa,Ngāi Tai ki Tāmaki,Ngāti Hako,Te Ākitai Waiohua | 1.12 | 1 | 1 | 2016 | te puna wai | no | 1 | 3 | 1 | CCTV Available (0-10 Years Old) & Soil Type Available | 2.3071 | 2 | 1 | 2 | 1 |  | 1 |  | 5 | 0.705 | 0.0011454 | Modelled Flow Data Used & Depth Available | 99.3447 | 2
2841 | 3092 | 302933 | 10078022 | 195246 | DSMAH | Mahia Branch | Gravity | Pipe | Buried | OP | CONC | None | 2012-11-22 | 9.45 | 9.18 | 0.1s | SI | Transmission | T0000297 | 2 |  |  | 4 | 525 | [5 empty] | 75703 | NA |  | 93.45 |  | WSL |  | Waikato,Ngāti Maru,Ngāti Tamaoho,Ngāti Whanaunga,Ngāti Tamaterā,Ngāti Pāoa,Ngāi Tai ki Tāmaki,Ngāti Hako,Te Ākitai Waiohua | 2 | 2 | 2 | 2016 | te puna wai | no | 1 | 3 | 1 | CCTV Available (0-10 Years Old) & Soil Type Available | 2.3071 | 2 | 1 | 2 | 1 |  | 1 |  | 5 | 0.705 | 0.001155 | Modelled Flow Data Used & Depth Available | 93.4534 | 5
2842 | 3093 | 302935 | 10078020 | 195096 | DSMAH | Mahia Branch | Gravity | Pipe | Buried | OP | CONC | None | 2012-11-22 | 8.8 | 8.53 | 0.1s | SI | Transmission | T0000297 | 2 |  |  | 4 | 525 | [5 empty] | 75702 | NA |  | 140.99 |  | WSL |  | Waikato,Ngāti Maru,Ngāti Tamaoho,Ngāti Whanaunga,Ngāti Tamaterā,Ngāti Pāoa,Ngāi Tai ki Tāmaki,Ngāti Hako,Te Ākitai Waiohua | 2 | 2 | 2 | 2016 | te puna wai | no | 5 | 3 | 1 | CCTV Available (0-10 Years Old) & Soil Type Available | 2.3071 | 2 | 1 | 2 | 1 |  | 1 |  | 5 | 0.705 | 0.0012033 | Modelled Flow Data Used & Depth Available | 140.9865 | 5
1245 | 1328 | 15690 | 10004325 | 193424 | DSB06 | Branch 6 Coxs Creek | Gravity | Pipe | Encased | OP | VC | PVC | 1913-06-30 | 6.59 | 6.62 | dwg | OM | Transmission | Legacy | 2 |  |  | 4 | 450 | [5 empty] | 74111 | NA |  | 9.62 |  | WSL |  | Te Kawerau a Maki,Ngāti Whātua,Ngāti Maru,Ngāti Whātua o Ōrākei,Ngāti Tamaoho,Ngāti Tamaterā,Ngāi Tai ki Tāmaki,Ngāti Hako,Te Ākitai Waiohua | 2 | 2 | 2 | 2018 | CCTV Footage Review Log South_Latest.xls | yes | 1 | 1 | 1 | CCTV Available (0-10 Years Old) & Soil Type Available | 2.307 | 2 | 1 | 2 | 1 |  | 1 |  | 5 | 0.705 | 0.0015218 | Modelled Flow Data Used & Depth Available | 9.6224 | 5
2611 | 2836 | 14963 | 10009599 | 197878 | DSWTF | Westfield Branch | Gravity | Pipe | In Pipe | OP | PE | None | 2005-10-31 | 3.81 | 1.84 | dwg | EI | Transmission | Legacy | 2 |  |  | 4 | 570 | [5 empty] | 78673 | NA |  | 18.79 |  | WSL |  | Waikato,Te Kawerau a Maki,Ngāti Whātua,Ngāti Maru,Ngāti Whātua o Ōrākei,Ngāti Tamaoho,Ngāti Tamaterā,Ngāti Pāoa,Ngāi Tai ki Tāmaki,Ngāti Hako,Te Ākitai Waiohua | 1 | 1 | 1 | 2015 | te puna wai | no | 1 | 1 | 1 | CCTV Available (0-10 Years Old) & Soil Type Available | 2.3069 | 2 | 1 | 2 | 1 |  | 1 |  | 5 | 0.705 | 0.0019819 | Modelled Flow Data Used & Depth Available | 18.7851 | 2
2615 | 2840 | 14960 | 10009594 | 198014 | DSWTF | Westfield Branch | Gravity | Pipe | Buried | OP | CONC | None | 1959-06-30 | 1.11 | 0.41 | dwg | EI | Transmission | Legacy | 2 |  |  | 4 | 570 | [5 empty] | 78668 | NA |  | 88.82 |  | WSL |  | Waikato,Te Kawerau a Maki,Ngāti Whātua,Ngāti Maru,Ngāti Whātua o Ōrākei,Ngāti Tamaoho,Ngāti Tamaterā,Ngāti Pāoa,Ngāi Tai ki Tāmaki,Ngāti Hako,Te Ākitai Waiohua | 3.1 | 3 | 3 | 2015 | te puna wai | no | 5 | 1 | 3 | CCTV Available (0-10 Years Old) & Soil Type Available | 2.3069 | 2 | 1 | 2 | 1 |  | 1 | Significant Ecological Area - SEA_T_5308, Aquifer - Auckland Isthmus Volcanic Aquifer | 5 | 0.705 | 0.0020366 | Modelled Flow Data Used & Depth Available | 88.8202 | 9
2614 | 2839 | 14961 | 10009595 | 197877 | DSWTF | Westfield Branch | Gravity | Pipe | Buried | OP | CONC | None | 1959-06-30 | 1.22 | 1.11 | dwg | EI | Transmission | Legacy | 2 |  |  | 4 | 570 | [5 empty] | 78669 | NA |  | 53.74 |  | WSL |  | Waikato,Te Kawerau a Maki,Ngāti Whātua,Ngāti Maru,Ngāti Whātua o Ōrākei,Ngāti Tamaoho,Ngāti Tamaterā,Ngāti Pāoa,Ngāi Tai ki Tāmaki,Ngāti Hako,Te Ākitai Waiohua | 3.1 | 3 | 3 | 2015 | te puna wai | no | 5 | 1 | 3 | CCTV Available (0-10 Years Old) & Soil Type Available | 2.3069 | 2 | 1 | 2 | 1 |  | 1 | Significant Ecological Area - SEA_T_5308, Aquifer - Auckland Isthmus Volcanic Aquifer | 5 | 0.705 | 0.0020366 | Modelled Flow Data Used & Depth Available | 53.7431 | 9
647 | 676 | 33090 | 10007586 | 196262 | DSPKV | Park View Branch | Gravity | Pipe | Buried | OP | CONC | None | 2007-08-01 | 24.52 | 24.34 | 0.1s | TE | Transmission | DC08085 | 2 |  |  | 4 | 450 | [5 empty] | 76954 | NA |  | 37.95 |  | WSL |  | Waikato,Ngāti Maru,Ngāti Tamaoho,Ngāti Whanaunga,Ngāti Tamaterā,Ngāti Pāoa,Ngāi Tai ki Tāmaki,Ngāti Hako,Te Ākitai Waiohua | 1.15 | 1 | 1 | 2008 | te puna wai | yes | 1 | 3 | 1 | CCTV Available (10-20 Years Old) & Soil Type Available | 2.3066 | 2 | 1 | 2 | 1 |  | 1 |  | 5 | 0.705 | 0.0028666 | Modelled Flow Data Used & Depth Available | 37.9509 | 2
2279 | 2490 | 33092 | 10007587 | 196608 | DSPKV | Park View Branch | Gravity | Pipe | Buried | OP | CONC | None | 2007-08-01 | 25.27 | 24.57 | 0.1s | TE | Transmission | DC08085 | 2 |  |  | 4 | 450 | [5 empty] | 76955 | NA |  | 64.77 |  | WSL |  | Waikato,Ngāti Maru,Ngāti Tamaoho,Ngāti Whanaunga,Ngāti Tamaterā,Ngāti Pāoa,Ngāi Tai ki Tāmaki,Ngāti Hako,Te Ākitai Waiohua | 1.69 | 2 | 1 | 2008 | te puna wai | yes | 5 | 3 | 1 | CCTV Available (10-20 Years Old) & Soil Type Available | 2.3066 | 2 | 1 | 2 | 1 |  | 1 |  | 5 | 0.705 | 0.0028699 | Modelled Flow Data Used & Depth Available | 64.7726 | 5
3240 | 3504 | 919194 | 10087913 | 194951 | DSHKI | Hauraki Branch Sewer TS3A | Gravity | Pipe | Buried | OP | CONC | None | 1972-06-01 |  |  | dwg | NI | Transmission | Legacy | 2 |  |  | 4 | 800 | [5 empty] | 64824 | NA |  | 2.81 |  | WSL |  | Te Kawerau a Maki,Ngāti Whātua,Ngāti Maru,Ngāti Whātua o Ōrākei,Ngāti Tamaoho,Te Patukirikiri,Ngāti Whanaunga,Ngāti Tamaterā,Ngāti Pāoa,Ngāi Tai ki Tāmaki,Ngāti Hako,Te Ākitai Waiohua | 2.27 | 2 | 2 | 2017 | te puna wai | no | 5 | 1 | 2 | CCTV Available (0-10 Years Old) & Soil Type Available | 2.3066 | 2 | 1 | 4 | 1 |  | 1 |  | 1.5 | 0.71 | 0.026799 | Modelled Flow Data Used & Depth Available | 2.8112 | 5
2833 | 3084 | 302924 | 10077197 | 197046 | DSSLD | South Lynn Branch Diversion Sewer | Gravity | Pipe | Buried | OP | PE | None | 2012-12-13 | 11.25 | 10.87 | 0.1s | WI | Transmission | T0000239 | 2 |  |  | 4 | 450 | [5 empty] | 77405 | NA |  | 68.81 |  | WSL |  | Waikato,Te Kawerau a Maki,Ngāti Whātua,Ngāti Whātua o Ōrākei,Ngāti Tamaoho,Ngāti Tamaterā,Te Ākitai Waiohua | 1 | 1 | 1 | 2014 | te puna wai | no | 1 | 1 | 1 | CCTV Available (0-10 Years Old) & Soil Type Available | 2.3062 | 2 | 1 | 2 | 1 |  | 1 |  | 5 | 0.705 | 0.00416 | Modelled Flow Data Used & Depth Available | 68.8076 | 2
661 | 690 | 33098 | 10007583 | 196607 | DSPKV | Park View Branch | Gravity | Pipe | Buried | OP | CONC | None | 2007-08-01 | 22.72 | 22.22 | 0.1s | TE | Transmission | DC08085 | 2 |  |  | 4 | 450 | [5 empty] | 76951 | NA |  | 93.85 |  | WSL |  | Waikato,Ngāti Maru,Ngāti Tamaoho,Ngāti Whanaunga,Ngāti Tamaterā,Ngāti Pāoa,Ngāi Tai ki Tāmaki,Ngāti Hako,Te Ākitai Waiohua | 1.15 | 1 | 1 | 2008 | te puna wai | yes | 1 | 3 | 1 | CCTV Available (10-20 Years Old) & Soil Type Available | 2.3061 | 2 | 1 | 2 | 1 |  | 1 |  | 5 | 0.705 | 0.0046716 | Modelled Flow Data Used & Depth Available | 93.8512 | 2
663 | 692 | 33093 | 10007582 | 196261 | DSPKV | Park View Branch | Gravity | Pipe | Buried | OP | CONC | None | 2007-08-01 | 22.17 | 20.35 | 0.1s | TE | Transmission | DC08085 | 2 |  |  | 4 | 450 | [5 empty] | 76950 | NA |  | 64.52 |  | WSL |  | Waikato,Ngāti Maru,Ngāti Tamaoho,Ngāti Whanaunga,Ngāti Tamaterā,Ngāti Pāoa,Ngāi Tai ki Tāmaki,Ngāti Hako,Te Ākitai Waiohua | 1.15 | 1 | 1 | 2008 | te puna wai | yes | 1 | 3 | 1 | CCTV Available (10-20 Years Old) & Soil Type Available | 2.3061 | 2 | 1 | 2 | 1 |  | 1 |  | 5 | 0.705 | 0.0046716 | Modelled Flow Data Used & Depth Available | 64.5168 | 2
655 | 684 | 33630 | 10007585 | 196756 | DSPKV | Park View Branch | Gravity | Pipe | Buried | OP | CONC | None | 2007-08-01 | 24.3 | 23.21 | 0.1s | TE | Transmission | DC08085 | 2 |  |  | 4 | 450 | [5 empty] | 76953 | NA |  | 70.87 |  | WSL |  | Waikato,Ngāti Maru,Ngāti Tamaoho,Ngāti Whanaunga,Ngāti Tamaterā,Ngāti Pāoa,Ngāi Tai ki Tāmaki,Ngāti Hako,Te Ākitai Waiohua | 1.15 | 1 | 1 | 2008 | te puna wai | yes | 1 | 3 | 1 | CCTV Available (10-20 Years Old) & Soil Type Available | 2.3061 | 2 | 1 | 2 | 1 |  | 1 |  | 5 | 0.705 | 0.0046748 | Modelled Flow Data Used & Depth Available | 70.8728 | 2
658 | 687 | 33089 | 10007584 | 196404 | DSPKV | Park View Branch | Gravity | Pipe | Buried | OP | CONC | None | 2007-08-01 | 23.18 | 22.75 | 0.1s | TE | Transmission | DC08085 | 2 |  |  | 4 | 450 | [5 empty] | 76952 | NA |  | 67.1 |  | WSL |  | Waikato,Ngāti Maru,Ngāti Tamaoho,Ngāti Whanaunga,Ngāti Tamaterā,Ngāti Pāoa,Ngāi Tai ki Tāmaki,Ngāti Hako,Te Ākitai Waiohua | 1.15 | 1 | 1 | 2008 | te puna wai | yes | 1 | 3 | 1 | CCTV Available (10-20 Years Old) & Soil Type Available | 2.3061 | 2 | 1 | 2 | 1 |  | 1 |  | 5 | 0.705 | 0.0046748 | Modelled Flow Data Used & Depth Available | 67.1043 | 2
1315 | 1405 | 28632 | 10009074 | 197223 | DSTSE | Tamaki South East Branch | Gravity | Pipe | Buried | OP | CONC | None | 2008-06-10 | 22.85 | 21.83 | 0.1s | TE | Transmission | DC09012 | 2 |  |  | 4 | 470 | [5 empty] | 78170 | NA |  | 245.76 |  | WSL |  | Waikato,Ngāti Maru,Ngāti Tamaoho,Ngāti Whanaunga,Ngāti Tamaterā,Ngāti Pāoa,Ngāi Tai ki Tāmaki,Ngāti Hako,Te Ākitai Waiohua | 1.76 | 2 |  |  |  | no | 5 | 1 | 1 | CCTV NOT Available or Over 30 Years Old & Soil Type Available | 2.3061 | 2 | 1 | 2 | 1 |  | 1 |  | 5 | 0.705 | 0.0047037 | Modelled Flow Data Used & Depth Available | 245.7644 | 5
1731 | 1887 | 26932 | 10005871 | 195445 | DSGRM | Greenmount Branch | Gravity | Pipe | Bridged | OP | CLS | None | 1997-06-30 | 16.23 | 16.02 | dwg | TE | Transmission | Legacy | 2 |  |  | 4 | 390 | [5 empty] | 75323 | NA |  | 5.56 |  | WSL |  | Waikato,Ngāti Maru,Ngāti Tamaoho,Ngāti Whanaunga,Ngāti Tamaterā,Ngāti Pāoa,Ngāi Tai ki Tāmaki,Ngāti Hako,Te Ākitai Waiohua | 2 | 2 | 2 | 2014 | te puna wai | no | 1 | 1 | 2 | CCTV Available (0-10 Years Old) & Soil Type Not Available | 2.306 | 2 | 1 | 5 | 1 |  | 1 |  | 1 | 0.755 | 0.2 | Diameter Used For Flow Approximation & Depth Available | 5.5585 | 5
670 | 699 | 33099 | 10007578 | 196260 | DSPKV | Park View Branch | Gravity | Pipe | Buried | OP | CONC | None | 2007-08-01 | 18.78 | 18.34 | 0.1s | TE | Transmission | DC08085 | 2 |  |  | 4 | 525 | [5 empty] | 76946 | NA |  | 86.48 |  | WSL |  | Waikato,Ngāti Maru,Ngāti Tamaoho,Ngāti Whanaunga,Ngāti Tamaterā,Ngāti Pāoa,Ngāi Tai ki Tāmaki,Ngāti Hako,Te Ākitai Waiohua | 1.15 | 1 | 1 | 2008 | te puna wai | yes | 1 | 3 | 1 | CCTV Available (10-20 Years Old) & Soil Type Available | 2.306 | 2 | 1 | 2 | 1 |  | 1 |  | 5 | 0.705 | 0.0049032 | Modelled Flow Data Used & Depth Available | 86.4848 | 2
668 | 697 | 33094 | 10007580 | 196403 | DSPKV | Park View Branch | Gravity | Pipe | Buried | OP | CONC | None | 2007-08-01 | 19.72 | 19.27 | 0.1s | TE | Transmission | DC08085 | 2 |  |  | 4 | 525 | [5 empty] | 76948 | NA |  | 84.81 |  | WSL |  | Waikato,Ngāti Maru,Ngāti Tamaoho,Ngāti Whanaunga,Ngāti Tamaterā,Ngāti Pāoa,Ngāi Tai ki Tāmaki,Ngāti Hako,Te Ākitai Waiohua | 1.15 | 1 | 1 | 2008 | te puna wai | yes | 1 | 3 | 1 | CCTV Available (10-20 Years Old) & Soil Type Available | 2.306 | 2 | 1 | 2 | 1 |  | 1 |  | 5 | 0.705 | 0.0049032 | Modelled Flow Data Used & Depth Available | 84.8096 | 2
651 | 680 | 33100 | 10007581 | 196755 | DSPKV | Park View Branch | Gravity | Pipe | Buried | OP | CONC | None | 2007-08-01 | 20.23 | 19.77 | 0.1s | TE | Transmission | DC08085 | 2 |  |  | 4 | 525 | [5 empty] | 76949 | NA |  | 76.91 |  | WSL |  | Waikato,Ngāti Maru,Ngāti Tamaoho,Ngāti Whanaunga,Ngāti Tamaterā,Ngāti Pāoa,Ngāi Tai ki Tāmaki,Ngāti Hako,Te Ākitai Waiohua | 1.15 | 1 | 1 | 2008 | te puna wai | yes | 1 | 3 | 1 | CCTV Available (10-20 Years Old) & Soil Type Available | 2.306 | 2 | 1 | 2 | 1 |  | 1 |  | 5 | 0.705 | 0.0049032 | Modelled Flow Data Used & Depth Available | 76.9096 | 2
669 | 698 | 33096 | 10007579 | 196606 | DSPKV | Park View Branch | Gravity | Pipe | Buried | OP | CONC | None | 2007-08-01 | 19.21 | 18.82 | 0.1s | TE | Transmission | DC08085 | 2 |  |  | 4 | 525 | [5 empty] | 76947 | NA |  | 67.37 |  | WSL |  | Waikato,Ngāti Maru,Ngāti Tamaoho,Ngāti Whanaunga,Ngāti Tamaterā,Ngāti Pāoa,Ngāi Tai ki Tāmaki,Ngāti Hako,Te Ākitai Waiohua | 1.15 | 1 | 1 | 2008 | te puna wai | yes | 1 | 3 | 1 | CCTV Available (10-20 Years Old) & Soil Type Available | 2.306 | 2 | 1 | 2 | 1 |  | 1 |  | 5 | 0.705 | 0.0049032 | Modelled Flow Data Used & Depth Available | 67.3716 | 2
666 | 695 | 33095 | 10007577 | 196754 | DSPKV | Park View Branch | Gravity | Pipe | Buried | OP | CONC | None | 2007-08-01 | 18.29 | 17.91 | 0.1s | TE | Transmission | DC08085 | 2 |  |  | 4 | 525 | [5 empty] | 76945 | NA |  | 26.06 |  | WSL |  | Waikato,Ngāti Maru,Ngāti Tamaoho,Ngāti Whanaunga,Ngāti Tamaterā,Ngāti Pāoa,Ngāi Tai ki Tāmaki,Ngāti Hako,Te Ākitai Waiohua | 1.15 | 1 | 1 | 2008 | te puna wai | yes | 1 | 3 | 1 | CCTV Available (10-20 Years Old) & Soil Type Available | 2.306 | 2 | 1 | 2 | 1 |  | 1 |  | 5 | 0.705 | 0.0049032 | Modelled Flow Data Used & Depth Available | 26.063 | 2
1393 | 1487 | 16987 | 10007808 | 196680 | DSPUH | Puhinui Branch | Gravity | Pipe | Buried | OP | CONC | None | 1963-06-30 | 15.63 | 15.36 | dwg | SI | Transmission | Legacy | 2 |  |  | 4 | 450 | [5 empty] | 77086 | NA |  | 109.47 |  | WSL |  | Waikato,Te Kawerau a Maki,Ngāti Maru,Ngāti Tamaoho,Ngāti Whanaunga,Ngāti Tamaterā,Ngāi Tai ki Tāmaki,Ngāti Hako,Te Ākitai Waiohua | 2.36 | 2 | 2 | 2015 | CCTV Footage Review Log South_Latest.xls | no | 1 | 3 | 3 | CCTV Available (0-10 Years Old) & Soil Type Available | 2.3059 | 2 | 1 | 2 | 1 |  | 1 |  | 5 | 0.705 | 0.0050995 | Modelled Flow Data Used & Depth Available | 109.4677 | 5
2472 | 2689 | 27333 | 10007807 | 196638 | DSPUH | Puhinui Branch | Gravity | Pipe | Buried | OP | CONC | None | 2005-09-01 | 15.36 | 15.09 | appr | SI | Transmission | DC07005 | 2 |  |  | 4 | 450 | [5 empty] | 77085 | NA |  | 16.38 |  | WSL |  | Waikato,Te Kawerau a Maki,Ngāti Maru,Ngāti Tamaoho,Ngāti Whanaunga,Ngāti Tamaterā,Ngāi Tai ki Tāmaki,Ngāti Hako,Te Ākitai Waiohua | 2 | 2 | 2 | 2015 | CCTV Footage Review Log South_Latest.xls | no | 1 | 3 | 1 | CCTV Available (0-10 Years Old) & Soil Type Available | 2.3059 | 2 | 1 | 2 | 1 |  | 1 |  | 5 | 0.705 | 0.0050995 | Modelled Flow Data Used & Depth Available | 16.3828 | 5
2055 | 2251 | 15945 | 10007809 | 196788 | DSPUH | Puhinui Branch | Gravity | Pipe | Buried | OP | CONC | None | 1963-06-30 | 15.92 | 15.63 | dwg | SI | Transmission | Legacy | 2 |  |  | 4 | 450 | [5 empty] | 77087 | NA |  | 105.03 |  | WSL |  | Waikato,Te Kawerau a Maki,Ngāti Maru,Ngāti Tamaoho,Ngāti Whanaunga,Ngāti Tamaterā,Ngāi Tai ki Tāmaki,Ngāti Hako,Te Ākitai Waiohua | 2.36 | 2 | 2 | 2015 | CCTV Footage Review Log South_Latest.xls | no | 1 | 3 | 3 | CCTV Available (0-10 Years Old) & Soil Type Available | 2.3059 | 2 | 1 | 2 | 1 |  | 1 |  | 5 | 0.705 | 0.0051027 | Modelled Flow Data Used & Depth Available | 105.0346 | 5
4778 | 747608 | 27334 | 10010339 | 196789 | DSPUH | Puhinui Branch | Gravity | Pipe | Buried | OP | CONC | None | 1963-06-30 | 14.6 | 14.41 | appr | SI | Transmission | DC07005 | 2 |  |  | 4 | 450 | [5 empty] | 66528 | NA |  | 18.73 |  | WSL |  | Waikato,Te Kawerau a Maki,Ngāti Maru,Ngāti Tamaoho,Ngāti Whanaunga,Ngāti Tamaterā,Ngāi Tai ki Tāmaki,Ngāti Hako,Te Ākitai Waiohua | 2.36 | 2 | 2 | 2015 | CCTV Footage Review Log South_Latest.xls | no | 1 | 3 | 3 | CCTV Available (0-10 Years Old) & Soil Type Available | 2.3059 | 2 | 1 | 2 | 1 |  | 1 |  | 5 | 0.705 | 0.0051928 | Modelled Flow Data Used & Depth Available | 18.7336 | 5
4208 | 4493 | 942592 | 10089442 | 193936 | DSBDD | Birkdale Diversion Branch Sewer TS14A | Gravity | Pipe | Buried | OP | PE | None | 2011-01-01 | 15.83 | 16.68 | 0.1s | NI | Transmission | R0002822 | 2 |  |  | 4 | 560 | [5 empty] | 64149 | NA |  | 157.88 |  | WSL |  | Te Kawerau a Maki,Ngāti Whātua,Ngāti Maru,Ngāti Whātua o Ōrākei,Ngāti Tamaoho,Ngāti Manuhiri,Ngāti Whanaunga,Ngāti Tamaterā,Ngāti Pāoa,Ngāi Tai ki Tāmaki,Ngāti Hako,Te Ākitai Waiohua | 1 | 1 |  |  | CCTV app | yes | 1 | 1 | 1 | CCTV NOT Available or Over 30 Years Old & Soil Type Available | 2.3059 | 2 | 1 | 2 | 1 |  | 1 |  | 5 | 0.705 | 0.0053599 | Modelled Flow Data Used & Depth Available | 157.8796 | 2
2450 | 2665 | 16984 | 10008660 | 197670 | DSTBR | Tamaki Bridge Branch | Gravity | Pipe | Buried | OP | CONC | None | 1960-06-30 | -1.65 | -1.8 | dwg | SI | Transmission | Legacy | 2 |  |  | 4 | 450 | [5 empty] | 77854 | NA |  | 20.06 |  | WSL |  | Te Kawerau a Maki | 3.34 | 3 | 3 | 2015 | te puna wai | no | 5 | 5 | 3 | CCTV Available (0-10 Years Old) & Soil Type Available | 2.3056 | 2 | 1 | 2 | 1 |  | 1 | Ocean Intercept, Significant Ecological Area - SEA-M2-2908DD - DD | 5 | 0.705 | 0.0060357 | Modelled Flow Data Used & Depth Available | 20.0602 | 9
2056 | 2255 | 15939 | 10007799 | 196636 | DSPUH | Puhinui Branch | Gravity | Pipe | Buried | OP | CONC | None | 1963-06-30 | 14.11 | 13.76 | dwg | SI | Transmission | Legacy | 2 |  |  | 4 | 450 | [5 empty] | 77077 | NA |  | 123.4 |  | WSL |  | Waikato,Te Kawerau a Maki,Ngāti Maru,Ngāti Tamaoho,Ngāti Whanaunga,Ngāti Tamaterā,Ngāi Tai ki Tāmaki,Ngāti Hako,Te Ākitai Waiohua | 2.36 | 2 | 2 | 2015 | CCTV Footage Review Log South_Latest.xls | no | 1 | 3 | 3 | CCTV Available (0-10 Years Old) & Soil Type Available | 2.3055 | 2 | 1 | 2 | 1 |  | 1 |  | 5 | 0.705 | 0.0064958 | Modelled Flow Data Used & Depth Available | 123.3981 | 5
4777 | 747592 | 15940 | 10007800 | 196678 | DSPUH | Puhinui Branch | Gravity | Pipe | Buried | OP | CONC | None | 1963-06-30 | 14.41 | 14.11 | dwg | SI | Transmission | Legacy | 2 |  |  | 4 | 450 | [5 empty] | 77078 | NA |  | 132.58 |  | WSL |  | Waikato,Te Kawerau a Maki,Ngāti Maru,Ngāti Tamaoho,Ngāti Whanaunga,Ngāti Tamaterā,Ngāi Tai ki Tāmaki,Ngāti Hako,Te Ākitai Waiohua | 2.36 | 2 | 2 | 2015 | CCTV Footage Review Log South_Latest.xls | no | 1 | 3 | 3 | CCTV Available (0-10 Years Old) & Soil Type Available | 2.3055 | 2 | 1 | 2 | 1 |  | 1 |  | 5 | 0.705 | 0.006499 | Modelled Flow Data Used & Depth Available | 132.5837 | 5
2057 | 2256 | 15938 | 10007798 | 196524 | DSPUH | Puhinui Branch | Gravity | Pipe | Buried | OP | CONC | None | 1963-06-30 | 13.76 | 13.47 | dwg | SI | Transmission | Legacy | 2 |  |  | 4 | 450 | [5 empty] | 77076 | NA |  | 107.01 |  | WSL |  | Waikato,Te Kawerau a Maki,Ngāti Maru,Ngāti Tamaoho,Ngāti Whanaunga,Ngāti Tamaterā,Ngāi Tai ki Tāmaki,Ngāti Hako,Te Ākitai Waiohua | 2.36 | 2 | 2 | 2015 | CCTV Footage Review Log South_Latest.xls | no | 1 | 3 | 3 | CCTV Available (0-10 Years Old) & Soil Type Available | 2.3055 | 2 | 1 | 2 | 1 |  | 1 |  | 5 | 0.705 | 0.0065601 | Modelled Flow Data Used & Depth Available | 107.0127 | 5
2058 | 2257 | 15937 | 10007797 | 196785 | DSPUH | Puhinui Branch | Gravity | Pipe | Buried | OP | CONC | None | 1963-06-30 | 13.47 | 13.34 | dwg | SI | Transmission | Legacy | 2 |  |  | 4 | 450 | [5 empty] | 77075 | NA |  | 51.88 |  | WSL |  | Waikato,Te Kawerau a Maki,Ngāti Maru,Ngāti Tamaoho,Ngāti Whanaunga,Ngāti Tamaterā,Ngāi Tai ki Tāmaki,Ngāti Hako,Te Ākitai Waiohua | 2.36 | 2 | 2 | 2015 | CCTV Footage Review Log South_Latest.xls | no | 1 | 3 | 3 | CCTV Available (0-10 Years Old) & Soil Type Available | 2.3054 | 2 | 1 | 2 | 1 |  | 1 |  | 5 | 0.705 | 0.006676 | Modelled Flow Data Used & Depth Available | 51.8796 | 5
1083 | 1143 | 17592 | 10005209 | 194055 | DSCHP | Chapel Branch | Gravity | Pipe | Buried | OP | CONC | None | 1998-01-10 | 17.97 | 17.53 | 0.1s | TE | Transmission | Legacy | 2 |  |  | 4 | 450 | [5 empty] | 74694 | NA |  | 117.52 |  | WSL |  | Waikato,Ngāti Maru,Ngāti Tamaoho,Ngāti Whanaunga,Ngāti Tamaterā,Ngāti Pāoa,Ngāi Tai ki Tāmaki,Ngāti Hako,Te Ākitai Waiohua | 1.21 | 1 |  |  |  | no | 1 | 3 | 1 | CCTV NOT Available or Over 30 Years Old & Soil Type Available | 2.3054 | 2 | 1 | 2 | 1 |  | 1 |  | 5 | 0.705 | 0.0068819 | Modelled Flow Data Used & Depth Available | 117.5194 | 2
1084 | 1144 | 17593 | 10005210 | 194408 | DSCHP | Chapel Branch | Gravity | Pipe | Buried | OP | CONC | None | 1998-01-10 | 18.31 | 17.98 | 0.1s | TE | Transmission | Legacy | 2 |  |  | 4 | 450 | [5 empty] | 74695 | NA |  | 126.67 |  | WSL |  | Waikato,Ngāti Maru,Ngāti Tamaoho,Ngāti Whanaunga,Ngāti Tamaterā,Ngāti Pāoa,Ngāi Tai ki Tāmaki,Ngāti Hako,Te Ākitai Waiohua | 1.21 | 1 |  |  |  | no | 1 | 3 | 1 | CCTV NOT Available or Over 30 Years Old & Soil Type Available | 2.3054 | 2 | 1 | 2 | 1 |  | 1 |  | 5 | 0.705 | 0.0068851 | Modelled Flow Data Used & Depth Available | 126.6684 | 2
1085 | 1145 | 17594 | 10005211 | 194282 | DSCHP | Chapel Branch | Gravity | Pipe | Buried | OP | CONC | None | 1998-01-10 | 18.54 | 18.34 | 0.1s | TE | Transmission | Legacy | 2 |  |  | 4 | 450 | [5 empty] | 74696 | NA |  | 77.44 |  | WSL |  | Waikato,Ngāti Maru,Ngāti Tamaoho,Ngāti Whanaunga,Ngāti Tamaterā,Ngāti Pāoa,Ngāi Tai ki Tāmaki,Ngāti Hako,Te Ākitai Waiohua | 1.21 | 1 |  |  |  | no | 1 | 3 | 1 | CCTV NOT Available or Over 30 Years Old & Soil Type Available | 2.3054 | 2 | 1 | 2 | 1 |  | 1 |  | 5 | 0.705 | 0.0068883 | Modelled Flow Data Used & Depth Available | 77.4379 | 2
2493 | 2711 | 40480 | 10006562 | 195920 | DSMSE | Mangere South East Branch | Gravity | Pipe | Buried | OP | CONC | None | 2009-05-05 | 8.83 | 7.1 | 0.1s | EI | Transmission | DC09028 | 2 |  |  | 4 | 470 | [5 empty] | 75894 | NA |  | 324.17 |  | WSL |  | Waikato,Te Kawerau a Maki,Ngāti Maru,Ngāti Whātua o Ōrākei,Ngāti Tamaoho,Ngāti Tamaterā,Ngāi Tai ki Tāmaki,Ngāti Hako,Te Ākitai Waiohua | 2 | 2 | 2 | 2010 | te puna wai | no | 1 | 3 | 1 | CCTV Available (10-20 Years Old) & Soil Type Available | 2.3045 | 2 | 1 | 2 | 1 |  | 1 |  | 5 | 0.705 | 0.0096423 | Modelled Flow Data Used & Depth Available | 324.1709 | 5
3558 | 3831 | 942722 | 10089438 | 193935 | DSBDD | Birkdale Diversion Branch Sewer TS14A | Gravity | Pipe | Buried | OP | PVC-U | None | 2011-05-27 | 9.12 | 5.93 | 0.1s | NI | Transmission | R0002855 | 2 |  |  | 4 | 500 | [5 empty] | 64145 | NA |  | 339.29 |  | WSL |  | Te Kawerau a Maki,Ngāti Whātua,Ngāti Maru,Ngāti Whātua o Ōrākei,Ngāti Tamaoho,Ngāti Manuhiri,Ngāti Whanaunga,Ngāti Tamaterā,Ngāti Pāoa,Ngāi Tai ki Tāmaki,Ngāti Hako,Te Ākitai Waiohua | 1 | 1 |  |  | CCTV app | yes | 1 | 1 | 1 | CCTV NOT Available or Over 30 Years Old & Soil Type Available | 2.3044 | 2 | 1 | 2 | 1 |  | 1 |  | 5 | 0.705 | 0.0099541 | Modelled Flow Data Used & Depth Available | 339.2922 | 2
2598 | 2821 | 14870 | 10006934 | 196370 | DSONT | Onehunga Tradewaste | Gravity | Pipe | Buried | OP | CONC | None | 1965-06-30 | 1.29 | 0.34 | dwg | WI | Transmission | Legacy | 2 |  |  | 4 | 525 | [5 empty] | 76166 | NA |  | 94.43 |  | WSL |  | Waikato,Te Kawerau a Maki,Ngāti Whātua,Ngāti Maru,Ngāti Whātua o Ōrākei,Ngāti Tamaoho,Ngāti Tamaterā,Ngāti Pāoa,Ngāi Tai ki Tāmaki,Ngāti Hako,Te Ākitai Waiohua | 2.17 | 2 | 2 | 2018 | CCTV Footage Review Log South_Latest.xls | yes | 3 | 3 | 2 | CCTV Available (0-10 Years Old) & Soil Type Available | 2.3043 | 2 | 1 | 2 | 1 |  | 1 | Place Of Historic Heritage - Waikaraka Grounds and cemetery, including military cemetery, Aquifer - Onehunga Volcanic Aquifer | 5 | 0.705 | 0.010244 | Modelled Flow Data Used & Depth Available | 94.4291 | 5
1236 | 1318 | 17522 | 10006146 | 195199 | DSHNV | Henderson Valley Branch | Gravity | Pipe | Exposed | OP | CLS | None | 1993-04-30 | 8.41 | 8.39 | 1.0g | WI | Transmission | GP07071 | 2 |  |  | 4 | 550 | [5 empty] | 75563 | NA |  | 13.35 |  | WSL |  | Te Kawerau a Maki,Ngāti Whātua,Ngāti Whātua o Ōrākei,Ngāti Tamaoho,Ngāti Tamaterā,Te Ākitai Waiohua | 2.33 | 2 | 2 | 2011 | te puna wai | no | 5 | 1 | 2 | CCTV Available (10-20 Years Old) & Soil Type Available | 2.3043 | 2 | 1 | 2 | 1 |  | 1 | Significant Ecological Area - SEA_T_4867 | 5 | 0.705 | 0.010266 | Modelled Flow Data Used & Depth Available | 13.3521 | 5
1646 | 1792 | 17897 | 10008933 | 197322 | DSTIT | Titirangi Branch | Gravity | Pipe | Buried | OP | CONC | None | 1992-06-30 | -1.23 | -3.39 | dwg | WI | Transmission | Legacy | 2 |  |  | 4 | 525 | [5 empty] | 78085 | NA |  | 9.56 |  | WSL |  | Waikato,Te Kawerau a Maki,Ngāti Whātua,Ngāti Whātua o Ōrākei,Ngāti Tamaoho,Ngāti Tamaterā,Te Ākitai Waiohua | 3 | 3 | 3 | 2001 | te puna wai | no | 5 | 1 | 1 | CCTV Available (20-30 Years Old) & Soil Type Available | 2.3043 | 2 | 1 | 2 | 1 |  | 1 |  | 5 | 0.705 | 0.010402 | Modelled Flow Data Used & Depth Available | 9.5634 | 9
2597 | 2820 | 14871 | 10006935 | 195693 | DSONT | Onehunga Tradewaste | Gravity | Pipe | Buried | OP | CONC | None | 1965-06-30 | 2.19 | 1.29 | dwg | WI | Transmission | Legacy | 2 |  |  | 4 | 525 | [5 empty] | 76167 | NA |  | 98.26 |  | WSL |  | Waikato,Te Kawerau a Maki,Ngāti Whātua,Ngāti Maru,Ngāti Whātua o Ōrākei,Ngāti Tamaoho,Ngāti Tamaterā,Ngāti Pāoa,Ngāi Tai ki Tāmaki,Ngāti Hako,Te Ākitai Waiohua | 3 | 3 | 3 | 2018 | CCTV Footage Review Log South_Latest.xls | yes | 3 | 3 | 2 | CCTV Available (0-10 Years Old) & Soil Type Available | 2.3043 | 2 | 1 | 2 | 1 |  | 1 | Aquifer - Onehunga Volcanic Aquifer | 5 | 0.705 | 0.010537 | Modelled Flow Data Used & Depth Available | 98.2572 | 9
3434 | 3707 | 935320 | 10087898 | 195286 | DSGRC | Greenhithe Central Branch Sewer TS21B | Gravity | Pipe | Buried | OP | PE | None | 2003-10-28 | 12 | 11.25 | dwg | NI | Transmission | Legacy | 2 |  |  | 4 | 450 | [5 empty] | 64819 | NA |  | 42.08 |  | WSL |  | Te Kawerau a Maki,Ngāti Whātua,Ngāti Maru,Ngāti Whātua o Kaipara,Ngāti Whātua o Ōrākei,Ngāti Tamaoho,Ngāti Manuhiri,Ngāti Whanaunga,Ngāti Tamaterā,Ngāi Tai ki Tāmaki,Ngāti Hako,Te Ākitai Waiohua | 1.76 | 2 |  |  | CCTV app | yes | 5 | 1 | 1 | CCTV NOT Available or Over 30 Years Old & Soil Type Available | 2.3042 | 2 | 1 | 2 | 1 |  | 1 |  | 5 | 0.705 | 0.01072 | Modelled Flow Data Used & Depth Available | 42.0771 | 5
4068 | 4347 | 935313 | 10087897 | 195136 | DSGRC | Greenhithe Central Branch Sewer TS21B | Gravity | Pipe | Buried | OP | PE | None | 2004-05-07 | 11.11 | 10.8 | dwg | NI | Transmission | Legacy | 2 |  |  | 4 | 490 | [5 empty] | 64818 | NA |  | 35.05 |  | WSL |  | Te Kawerau a Maki,Ngāti Whātua,Ngāti Maru,Ngāti Whātua o Kaipara,Ngāti Whātua o Ōrākei,Ngāti Tamaoho,Ngāti Manuhiri,Ngāti Whanaunga,Ngāti Tamaterā,Ngāi Tai ki Tāmaki,Ngāti Hako,Te Ākitai Waiohua | 1 | 1 |  |  | CCTV app | yes | 1 | 1 | 1 | CCTV NOT Available or Over 30 Years Old & Soil Type Available | 2.3042 | 2 | 1 | 2 | 1 |  | 1 |  | 5 | 0.705 | 0.01072 | Modelled Flow Data Used & Depth Available | 35.0457 | 2
1010 | 1066 | 14850 | 10007640 | 196268 | DSPNR | Penrose Branch | Gravity | Pipe | Buried | OP | CONC | None | 1959-06-30 | 3.88 | 3.4 | dwg | EI | Transmission | Legacy | 2 |  |  | 4 | 525 | [5 empty] | 76980 | NA |  | 91.88 |  | WSL |  | Waikato,Te Kawerau a Maki,Ngāti Whātua,Ngāti Maru,Ngāti Whātua o Ōrākei,Ngāti Tamaoho,Ngāti Tamaterā,Ngāti Pāoa,Ngāi Tai ki Tāmaki,Ngāti Hako,Te Ākitai Waiohua | 2.58 | 3 | 2 | 2016 | te puna wai | no | 3 | 3 | 3 | CCTV Available (0-10 Years Old) & Soil Type Available | 2.3042 | 2 | 1 | 2 | 1 |  | 1 | Aquifer - Mt Wellington Volcanic Aquifer | 5 | 0.705 | 0.010817 | Modelled Flow Data Used & Depth Available | 91.8797 | 9
1011 | 1067 | 14849 | 10007639 | 196762 | DSPNR | Penrose Branch | Gravity | Pipe | Buried | OP | CONC | None | 1959-06-30 | 3.4 | 2.93 | dwg | EI | Transmission | Legacy | 2 |  |  | 4 | 525 | [5 empty] | 76979 | NA |  | 91.51 |  | WSL |  | Waikato,Te Kawerau a Maki,Ngāti Whātua,Ngāti Maru,Ngāti Whātua o Ōrākei,Ngāti Tamaoho,Ngāti Tamaterā,Ngāti Pāoa,Ngāi Tai ki Tāmaki,Ngāti Hako,Te Ākitai Waiohua | 2.58 | 3 | 2 | 2016 | te puna wai | no | 3 | 3 | 3 | CCTV Available (0-10 Years Old) & Soil Type Available | 2.3042 | 2 | 1 | 2 | 1 |  | 1 | Aquifer - Mt Wellington Volcanic Aquifer | 5 | 0.705 | 0.010817 | Modelled Flow Data Used & Depth Available | 91.5066 | 9
2596 | 2819 | 14872 | 10006936 | 196221 | DSONT | Onehunga Tradewaste | Gravity | Pipe | Buried | OP | CONC | None | 1965-06-30 | 2.7 | 2.19 | dwg | WI | Transmission | Legacy | 2 |  |  | 4 | 525 | [5 empty] | 76168 | NA |  | 97.91 |  | WSL |  | Waikato,Te Kawerau a Maki,Ngāti Whātua,Ngāti Maru,Ngāti Whātua o Ōrākei,Ngāti Tamaoho,Ngāti Tamaterā,Ngāti Pāoa,Ngāi Tai ki Tāmaki,Ngāti Hako,Te Ākitai Waiohua | 2.17 | 2 | 2 | 2018 | CCTV Footage Review Log South_Latest.xls | yes | 3 | 3 | 2 | CCTV Available (0-10 Years Old) & Soil Type Available | 2.3042 | 2 | 1 | 2 | 1 |  | 1 | Aquifer - Onehunga Volcanic Aquifer | 5 | 0.705 | 0.010839 | Modelled Flow Data Used & Depth Available | 97.9138 | 5
4004 | 4282 | 927752 | 10087770 | 194736 | DSGLR | Glenfield Relief Branch Sewer TS4A New | Gravity | Pipe | Buried | OP | CONC | None | 2005-03-29 |  |  | dwg | NI | Transmission | Legacy | 2 |  |  | 4 | 1050 | [5 empty] | 64699 | NA |  | 230.26 |  | WSL |  | Te Kawerau a Maki,Ngāti Whātua,Ngāti Maru,Ngāti Whātua o Ōrākei,Ngāti Tamaoho,Ngāti Manuhiri,Te Patukirikiri,Ngāti Whanaunga,Ngāti Tamaterā,Ngāti Pāoa,Ngāi Tai ki Tāmaki,Ngāti Hako,Te Ākitai Waiohua | 2 | 2 | 2 | 2016 | te puna wai | no | 5 | 1 | 1 | CCTV Available (0-10 Years Old) & Soil Type Available | 2.3041 | 2 | 1 | 4 | 1 |  | 1 |  | 1.5 | 0.71 | 0.034456 | Modelled Flow Data Used & Depth Available | 230.2558 | 5
3688 | 3963 | 929754 | 10087769 | 195040 | DSGLR | Glenfield Relief Branch Sewer TS4A New | Gravity | Pipe | Buried | OP | PE | None | 2002-10-01 |  |  | dwg | NI | Transmission | Legacy | 2 |  |  | 4 | 800 | [5 empty] | 64698 | NA |  | 159.35 |  | WSL |  | Te Kawerau a Maki,Ngāti Whātua,Ngāti Maru,Ngāti Whātua o Ōrākei,Ngāti Tamaoho,Ngāti Manuhiri,Te Patukirikiri,Ngāti Whanaunga,Ngāti Tamaterā,Ngāti Pāoa,Ngāi Tai ki Tāmaki,Ngāti Hako,Te Ākitai Waiohua | 1.44 | 1 | 1 | 2016 | te puna wai | no | 5 | 1 | 1 | CCTV Available (0-10 Years Old) & Soil Type Available | 2.3041 | 2 | 1 | 4 | 1 |  | 1 |  | 1.5 | 0.71 | 0.034456 | Modelled Flow Data Used & Depth Available | 159.3469 | 2
1012 | 1068 | 14848 | 10007638 | 196410 | DSPNR | Penrose Branch | Gravity | Pipe | Buried | OP | CONC | None | 1959-06-30 | 2.93 | 2.45 | dwg | EI | Transmission | Legacy | 2 |  |  | 4 | 525 | [5 empty] | 76978 | NA |  | 91.61 |  | WSL |  | Waikato,Te Kawerau a Maki,Ngāti Whātua,Ngāti Maru,Ngāti Whātua o Ōrākei,Ngāti Tamaoho,Ngāti Tamaterā,Ngāti Pāoa,Ngāi Tai ki Tāmaki,Ngāti Hako,Te Ākitai Waiohua | 2.58 | 3 | 2 | 2016 | te puna wai | no | 3 | 3 | 3 | CCTV Available (0-10 Years Old) & Soil Type Available | 2.3041 | 2 | 1 | 2 | 1 |  | 1 | Aquifer - Mt Wellington Volcanic Aquifer | 5 | 0.705 | 0.011 | Modelled Flow Data Used & Depth Available | 91.6062 | 9
1014 | 1070 | 14847 | 10007637 | 196613 | DSPNR | Penrose Branch | Gravity | Pipe | Buried | OP | CONC | None | 1959-06-30 | 2.45 | 1.98 | dwg | EI | Transmission | Legacy | 2 |  |  | 4 | 525 | [5 empty] | 76977 | NA |  | 91.55 |  | WSL |  | Waikato,Te Kawerau a Maki,Ngāti Whātua,Ngāti Maru,Ngāti Whātua o Ōrākei,Ngāti Tamaoho,Ngāti Tamaterā,Ngāti Pāoa,Ngāi Tai ki Tāmaki,Ngāti Hako,Te Ākitai Waiohua | 2.58 | 3 | 2 | 2016 | te puna wai | no | 3 | 3 | 3 | CCTV Available (0-10 Years Old) & Soil Type Available | 2.3041 | 2 | 1 | 2 | 1 |  | 1 | Aquifer - Mt Wellington Volcanic Aquifer | 5 | 0.705 | 0.011026 | Modelled Flow Data Used & Depth Available | 91.5525 | 9
1015 | 1072 | 14846 | 10007636 | 196267 | DSPNR | Penrose Branch | Gravity | Pipe | Buried | OP | CONC | None | 1959-06-30 | 1.98 | 1.42 | dwg | EI | Transmission | Legacy | 2 |  |  | 4 | 525 | [5 empty] | 76976 | NA |  | 93.33 |  | WSL |  | Waikato,Te Kawerau a Maki,Ngāti Whātua,Ngāti Maru,Ngāti Whātua o Ōrākei,Ngāti Tamaoho,Ngāti Tamaterā,Ngāti Pāoa,Ngāi Tai ki Tāmaki,Ngāti Hako,Te Ākitai Waiohua | 2.58 | 3 | 2 | 2016 | te puna wai | no | 3 | 3 | 3 | CCTV Available (0-10 Years Old) & Soil Type Available | 2.3041 | 2 | 1 | 2 | 1 |  | 1 | Aquifer - Mt Wellington Volcanic Aquifer | 5 | 0.705 | 0.011084 | Modelled Flow Data Used & Depth Available | 93.3258 | 9
667 | 696 | 17039 | 10007403 | 196336 | DSOTR | Otara Relief Branch | Gravity | Pipe | Buried | OP | CONC | None | 1986-06-30 | 4.4 | 4.3 | appr | SI | Transmission | Legacy | 2 |  |  | 4 | 525 | [5 empty] | 76561 | NA |  | 50.69 |  | WSL |  | Waikato,Te Kawerau a Maki,Ngāti Maru,Ngāti Tamaoho,Ngāti Whanaunga,Ngāti Tamaterā,Ngāti Pāoa,Ngāi Tai ki Tāmaki,Ngāti Hako,Te Ākitai Waiohua | 1.54 | 2 | 1 | 2010 | te puna wai | no | 5 | 1 | 1 | CCTV Available (10-20 Years Old) & Soil Type Available | 2.3041 | 2 | 1 | 2 | 1 |  | 1 |  | 5 | 0.705 | 0.011113 | Modelled Flow Data Used & Depth Available | 50.6941 | 5
662 | 691 | 16641 | 10007402 | 195978 | DSOTR | Otara Relief Branch | Gravity | Pipe | Buried | OP | CONC | None | 1986-06-30 | 4.3 | 4.21 | appr | SI | Transmission | Legacy | 2 |  |  | 4 | 525 | [5 empty] | 76560 | NA |  | 39.74 |  | WSL |  | Waikato,Te Kawerau a Maki,Ngāti Maru,Ngāti Tamaoho,Ngāti Whanaunga,Ngāti Tamaterā,Ngāti Pāoa,Ngāi Tai ki Tāmaki,Ngāti Hako,Te Ākitai Waiohua | 1.54 | 2 | 1 | 2010 | te puna wai | no | 5 | 1 | 1 | CCTV Available (10-20 Years Old) & Soil Type Available | 2.3041 | 2 | 1 | 2 | 1 |  | 1 |  | 5 | 0.705 | 0.011116 | Modelled Flow Data Used & Depth Available | 39.7357 | 5
1786 | 1947 | 16048 | 10005525 | 194882 | DSFLB | Flat Bush Branch | Gravity | Pipe | Buried | OP | CONC | None | 1986-06-30 | 7.03 | 6.73 | dwg | SI | Transmission | Legacy | 2 |  |  | 4 | 450 | [5 empty] | 74983 | NA |  | 121.43 |  | WSL |  | Waikato,Te Kawerau a Maki,Ngāti Maru,Ngāti Tamaoho,Ngāti Whanaunga,Ngāti Tamaterā,Ngāti Pāoa,Ngāi Tai ki Tāmaki,Ngāti Hako,Te Ākitai Waiohua | 1.18 | 1 | 1 | 2003 | CCTV Footage Review Log South_Latest.xls | no | 1 | 3 | 1 | CCTV Available (20-30 Years Old) & Soil Type Available | 2.3041 | 2 | 1 | 2 | 1 |  | 1 |  | 5 | 0.705 | 0.011129 | Modelled Flow Data Used & Depth Available | 121.4254 | 2
2595 | 2818 | 14873 | 10006937 | 195843 | DSONT | Onehunga Tradewaste | Gravity | Pipe | Buried | OP | CONC | None | 1965-06-30 | 3.18 | 2.7 | dwg | WI | Transmission | Legacy | 2 |  |  | 4 | 525 | [5 empty] | 76169 | NA |  | 90.76 |  | WSL |  | Waikato,Te Kawerau a Maki,Ngāti Whātua,Ngāti Maru,Ngāti Whātua o Ōrākei,Ngāti Tamaoho,Ngāti Tamaterā,Ngāti Pāoa,Ngāi Tai ki Tāmaki,Ngāti Hako,Te Ākitai Waiohua | 2.17 | 2 | 2 | 2018 | CCTV Footage Review Log South_Latest.xls | yes | 3 | 3 | 2 | CCTV Available (0-10 Years Old) & Soil Type Available | 2.304 | 2 | 1 | 2 | 1 |  | 1 | Aquifer - Onehunga Volcanic Aquifer | 5 | 0.705 | 0.011473 | Modelled Flow Data Used & Depth Available | 90.7618 | 5
3074 | 3335 | 903494 | 10087771 | 195191 | DSGLR | Glenfield Relief Branch Sewer TS4A New | Gravity | Pipe | Buried | OP | CONC | None | 2005-09-19 |  |  | dwg | NI | Transmission | Legacy | 2 |  |  | 4 | 1050 | [5 empty] | 64700 | NA |  | 367.93 |  | WSL |  | Te Kawerau a Maki,Ngāti Whātua,Ngāti Maru,Ngāti Whātua o Ōrākei,Ngāti Tamaoho,Ngāti Manuhiri,Te Patukirikiri,Ngāti Whanaunga,Ngāti Tamaterā,Ngāti Pāoa,Ngāi Tai ki Tāmaki,Ngāti Hako,Te Ākitai Waiohua | 2 | 2 | 2 | 2016 | te puna wai | no | 5 | 1 | 1 | CCTV Available (0-10 Years Old) & Soil Type Available | 2.3039 | 2 | 1 | 4 | 1 |  | 1 |  | 1.5 | 0.71 | 0.035222 | Modelled Flow Data Used & Depth Available | 367.9275 | 5
2307 | 2518 | 15146 | 10004417 | 193370 | DSB07 | Branch 7 Arch Hill | Gravity | Pipe | Buried | OP | CONC | None | 1976-06-30 | 29.76 | 28.63 | dwg | OM | Transmission | Legacy | 2 |  |  | 4 | 450 | [5 empty] | 74190 | NA |  | 87.44 |  | WSL |  | Te Kawerau a Maki,Ngāti Whātua,Ngāti Maru,Ngāti Whātua o Ōrākei,Ngāti Tamaoho,Te Patukirikiri,Ngāti Tamaterā,Ngāti Pāoa,Ngāi Tai ki Tāmaki,Ngāti Hako,Te Ākitai Waiohua | 2 | 2 | 2 | 2016 | te puna wai | no | 1 | 1 | 2 | CCTV Available (0-10 Years Old) & Soil Type Available | 2.3039 | 2 | 1 | 2 | 1 |  | 1 |  | 5 | 0.705 | 0.011814 | Modelled Flow Data Used & Depth Available | 87.4406 | 5
2594 | 2817 | 14880 | 10006938 | 196371 | DSONT | Onehunga Tradewaste | Gravity | Pipe | Buried | OP | CONC | None | 1965-06-30 | 3.61 | 3.18 | dwg | WI | Transmission | Legacy | 2 |  |  | 4 | 525 | [5 empty] | 76170 | NA |  | 86.14 |  | WSL |  | Waikato,Te Kawerau a Maki,Ngāti Whātua,Ngāti Maru,Ngāti Whātua o Ōrākei,Ngāti Tamaoho,Ngāti Tamaterā,Ngāti Pāoa,Ngāi Tai ki Tāmaki,Ngāti Hako,Te Ākitai Waiohua | 2.17 | 2 | 2 | 2018 | CCTV Footage Review Log South_Latest.xls | yes | 3 | 3 | 2 | CCTV Available (0-10 Years Old) & Soil Type Available | 2.3038 | 2 | 1 | 2 | 1 |  | 1 | Aquifer - Onehunga Volcanic Aquifer | 5 | 0.705 | 0.012181 | Modelled Flow Data Used & Depth Available | 86.1435 | 5
1068 | 1128 | 17584 | 10005199 | 194052 | DSCHP | Chapel Branch | Gravity | Pipe | Buried | OP | CONC | None | 1998-01-10 | 15.95 | 15.83 | 0.1s | TE | Transmission | Legacy | 2 |  |  | 4 | 525 | [5 empty] | 74683 | NA |  | 26.16 |  | WSL |  | Waikato,Ngāti Maru,Ngāti Tamaoho,Ngāti Whanaunga,Ngāti Tamaterā,Ngāti Pāoa,Ngāi Tai ki Tāmaki,Ngāti Hako,Te Ākitai Waiohua | 1.21 | 1 |  |  |  | no | 1 | 3 | 1 | CCTV NOT Available or Over 30 Years Old & Soil Type Available | 2.3036 | 2 | 1 | 2 | 1 |  | 1 |  | 5 | 0.705 | 0.012654 | Modelled Flow Data Used & Depth Available | 26.1643 | 2
1069 | 1129 | 17583 | 10005200 | 194405 | DSCHP | Chapel Branch | Gravity | Pipe | Buried | OP | CONC | None | 1998-01-10 | 16.27 | 15.98 | 0.1s | TE | Transmission | Legacy | 2 |  |  | 4 | 525 | [5 empty] | 74684 | NA |  | 119.84 |  | WSL |  | Waikato,Ngāti Maru,Ngāti Tamaoho,Ngāti Whanaunga,Ngāti Tamaterā,Ngāti Pāoa,Ngāi Tai ki Tāmaki,Ngāti Hako,Te Ākitai Waiohua | 1.21 | 1 |  |  |  | no | 1 | 3 | 1 | CCTV NOT Available or Over 30 Years Old & Soil Type Available | 2.3036 | 2 | 1 | 2 | 1 |  | 1 |  | 5 | 0.705 | 0.012657 | Modelled Flow Data Used & Depth Available | 119.8368 | 2
1070 | 1130 | 17585 | 10005201 | 194280 | DSCHP | Chapel Branch | Gravity | Pipe | Buried | OP | CONC | None | 1998-01-10 | 16.43 | 16.28 | 0.1s | TE | Transmission | Legacy | 2 |  |  | 4 | 525 | [5 empty] | 74685 | NA |  | 70.72 |  | WSL |  | Waikato,Ngāti Maru,Ngāti Tamaoho,Ngāti Whanaunga,Ngāti Tamaterā,Ngāti Pāoa,Ngāi Tai ki Tāmaki,Ngāti Hako,Te Ākitai Waiohua | 1.21 | 1 |  |  |  | no | 1 | 3 | 1 | CCTV NOT Available or Over 30 Years Old & Soil Type Available | 2.3036 | 2 | 1 | 2 | 1 |  | 1 |  | 5 | 0.705 | 0.01266 | Modelled Flow Data Used & Depth Available | 70.717 | 2
1067 | 1127 | 17582 | 10005198 | 194555 | DSCHP | Chapel Branch | Gravity | Pipe | Buried | OP | CONC | None | 1998-01-10 | 15.83 | 15.43 | 0.1s | TE | Transmission | Legacy | 2 |  |  | 4 | 525 | [5 empty] | 74682 | NA |  | 163.85 |  | WSL |  | Waikato,Ngāti Maru,Ngāti Tamaoho,Ngāti Whanaunga,Ngāti Tamaterā,Ngāti Pāoa,Ngāi Tai ki Tāmaki,Ngāti Hako,Te Ākitai Waiohua | 1.21 | 1 |  |  |  | no | 1 | 3 | 1 | CCTV NOT Available or Over 30 Years Old & Soil Type Available | 2.3036 | 2 | 1 | 2 | 1 |  | 1 |  | 5 | 0.705 | 0.012734 | Modelled Flow Data Used & Depth Available | 163.8519 | 2
2311 | 2522 | 15141 | 10004413 | 193363 | DSB07 | Branch 7 Arch Hill | Gravity | Pipe | Buried | OP | CONC | None | 1976-06-30 | 26.27 | 25.57 | dwg | OM | Transmission | Legacy | 2 |  |  | 4 | 450 | [5 empty] | 74186 | NA |  | 55.88 |  | WSL |  | Te Kawerau a Maki,Ngāti Whātua,Ngāti Maru,Ngāti Whātua o Ōrākei,Ngāti Tamaoho,Te Patukirikiri,Ngāti Tamaterā,Ngāti Pāoa,Ngāi Tai ki Tāmaki,Ngāti Hako,Te Ākitai Waiohua | 1.51 | 2 | 1 | 2011 | te puna wai | no | 1 | 1 | 2 | CCTV Available (10-20 Years Old) & Soil Type Available | 2.3036 | 2 | 1 | 2 | 1 |  | 1 |  | 5 | 0.705 | 0.012747 | Modelled Flow Data Used & Depth Available | 55.8838 | 5
2593 | 2816 | 15069 | 10006939 | 195694 | DSONT | Onehunga Tradewaste | Gravity | Pipe | Buried | OP | CONC | None | 1992-07-01 | 3.76 | 3.61 | dwg | WI | Transmission | Legacy | 2 |  |  | 4 | 525 | [5 empty] | 76171 | NA |  | 17.2 |  | WSL |  | Waikato,Te Kawerau a Maki,Ngāti Whātua,Ngāti Maru,Ngāti Whātua o Ōrākei,Ngāti Tamaoho,Ngāti Tamaterā,Ngāti Pāoa,Ngāi Tai ki Tāmaki,Ngāti Hako,Te Ākitai Waiohua | 2 | 2 | 2 | 2018 | CCTV Footage Review Log South_Latest.xls | yes | 3 | 3 | 1 | CCTV Available (0-10 Years Old) & Soil Type Available | 2.3036 | 2 | 1 | 2 | 1 |  | 1 | Aquifer - Onehunga Volcanic Aquifer | 5 | 0.705 | 0.012792 | Modelled Flow Data Used & Depth Available | 17.1961 | 5
917 | 967 | 17581 | 10005197 | 194279 | DSCHP | Chapel Branch | Gravity | Pipe | Buried | OP | CONC | None | 1998-01-10 | 15.4 | 15.12 | 0.1s | TE | Transmission | Legacy | 2 |  |  | 4 | 525 | [5 empty] | 74681 | NA |  | 93.4 |  | WSL |  | Waikato,Ngāti Maru,Ngāti Tamaoho,Ngāti Whanaunga,Ngāti Tamaterā,Ngāti Pāoa,Ngāi Tai ki Tāmaki,Ngāti Hako,Te Ākitai Waiohua | 1.21 | 1 |  |  |  | no | 1 | 3 | 1 | CCTV NOT Available or Over 30 Years Old & Soil Type Available | 2.3036 | 2 | 1 | 2 | 1 |  | 1 |  | 5 | 0.705 | 0.012837 | Modelled Flow Data Used & Depth Available | 93.3963 | 2
2592 | 2815 | 14881 | 10006940 | 196222 | DSONT | Onehunga Tradewaste | Gravity | Pipe | Buried | OP | CONC | None | 1992-07-01 | 4.26 | 3.76 | dwg | WI | Transmission | Legacy | 2 |  |  | 4 | 525 | [5 empty] | 76172 | NA |  | 63.26 |  | WSL |  | Waikato,Te Kawerau a Maki,Ngāti Whātua,Ngāti Maru,Ngāti Whātua o Ōrākei,Ngāti Tamaoho,Ngāti Tamaterā,Ngāti Pāoa,Ngāi Tai ki Tāmaki,Ngāti Hako,Te Ākitai Waiohua | 2 | 2 | 2 | 2018 | CCTV Footage Review Log South_Latest.xls | yes | 3 | 3 | 1 | CCTV Available (0-10 Years Old) & Soil Type Available | 2.3035 | 2 | 1 | 2 | 1 |  | 1 | Aquifer - Mt Wellington Volcanic Aquifer | 5 | 0.705 | 0.012921 | Modelled Flow Data Used & Depth Available | 63.2555 | 5
4297 | 4584 | 2611570 | 10092210 | 194894 | DSGLR | Glenfield Relief Branch Sewer TS4A New | Gravity | Pipe | Buried | OP | CONC | None | 2015-11-03 | 21.04 | 21.01 | 0.1s | NI | Transmission | T0000766 | 2 |  |  | 4 | 525 | [5 empty] | 64713 | NA |  | 21.46 |  | WSL |  | Te Kawerau a Maki,Ngāti Whātua,Ngāti Maru,Ngāti Whātua o Ōrākei,Ngāti Tamaoho,Ngāti Manuhiri,Te Patukirikiri,Ngāti Whanaunga,Ngāti Tamaterā,Ngāti Pāoa,Ngāi Tai ki Tāmaki,Ngāti Hako,Te Ākitai Waiohua | 2 | 2 | 2 | 2016 | te puna wai | no | 5 | 1 | 1 | CCTV Available (0-10 Years Old) & Soil Type Available | 2.3035 | 2 | 1 | 2 | 1 |  | 1 |  | 5 | 0.705 | 0.013017 | Modelled Flow Data Used & Depth Available | 21.4581 | 5
2730 | 2968 | 25487 | 10008618 | 196927 | DSTAK | Takanini Branch | Gravity | Pipe | Buried | OP | CONC | None | 2007-08-01 | 16.95 | 16.41 | 0.1s | SI | Transmission | DC07053 | 2 |  |  | 4 | 525 | [5 empty] | 77844 | NA |  | 186.36 |  | WSL |  | Waikato,Ngāti Maru,Ngāti Tamaoho,Ngāti Whanaunga,Ngāti Tamaterā,Ngāti Pāoa,Ngāi Tai ki Tāmaki,Ngāti Hako,Te Ākitai Waiohua | 1.76 | 2 |  |  |  | no | 5 | 1 | 1 | CCTV NOT Available or Over 30 Years Old & Soil Type Available | 2.3035 | 2 | 1 | 2 | 1 |  | 1 |  | 5 | 0.705 | 0.013152 | Modelled Flow Data Used & Depth Available | 186.3627 | 5
2591 | 2814 | 14882 | 10006941 | 195844 | DSONT | Onehunga Tradewaste | Gravity | Pipe | Buried | OP | CONC | None | 1965-06-30 | 4.94 | 4.26 | dwg | WI | Transmission | Legacy | 2 |  |  | 4 | 525 | [5 empty] | 76173 | NA |  | 88.5 |  | WSL |  | Waikato,Te Kawerau a Maki,Ngāti Whātua,Ngāti Maru,Ngāti Whātua o Ōrākei,Ngāti Tamaoho,Ngāti Tamaterā,Ngāti Pāoa,Ngāi Tai ki Tāmaki,Ngāti Hako,Te Ākitai Waiohua | 2.17 | 2 | 2 | 2018 | CCTV Footage Review Log South_Latest.xls | yes | 3 | 3 | 2 | CCTV Available (0-10 Years Old) & Soil Type Available | 2.3034 | 2 | 1 | 2 | 1 |  | 1 | Aquifer - Mt Wellington Volcanic Aquifer | 5 | 0.705 | 0.013358 | Modelled Flow Data Used & Depth Available | 88.496 | 5
2735 | 2973 | 29090 | 10008617 | 197270 | DSTAK | Takanini Branch | Gravity | Pipe | Buried | OP | CONC | None | 2007-08-01 | 16.3 | 14.94 | 0.1s | SI | Transmission | DC07053 | 2 |  |  | 4 | 525 | [5 empty] | 77843 | NA |  | 179.9 |  | WSL |  | Waikato,Ngāti Maru,Ngāti Tamaoho,Ngāti Whanaunga,Ngāti Tamaterā,Ngāti Pāoa,Ngāi Tai ki Tāmaki,Ngāti Hako,Te Ākitai Waiohua | 4 | 4 | 4 | 2008 | te puna wai | no | 5 | 1 | 1 | CCTV Available (10-20 Years Old) & Soil Type Available | 2.3034 | 2 | 1 | 2 | 1 |  | 1 |  | 5 | 0.705 | 0.013397 | Modelled Flow Data Used & Depth Available | 179.8974 | 15
2734 | 2972 | 29094 | 10008616 | 197072 | DSTAK | Takanini Branch | Gravity | Pipe | Buried | OP | CONC | None | 2007-08-01 | 14.77 | 15.4 | 0.1s | SI | Transmission | DC07053 | 2 |  |  | 4 | 525 | [5 empty] | 77842 | NA |  | 80.43 |  | WSL |  | Waikato,Ngāti Maru,Ngāti Tamaoho,Ngāti Whanaunga,Ngāti Tamaterā,Ngāti Pāoa,Ngāi Tai ki Tāmaki,Ngāti Hako,Te Ākitai Waiohua | 1.54 | 2 | 1 | 2008 | te puna wai | no | 5 | 1 | 1 | CCTV Available (10-20 Years Old) & Soil Type Available | 2.3034 | 2 | 1 | 2 | 1 |  | 1 |  | 5 | 0.705 | 0.013397 | Modelled Flow Data Used & Depth Available | 80.4349 | 5
2101 | 2302 | 16588 | 10008934 | 197525 | DSTIT | Titirangi Branch | Gravity | Pipe | Buried | OP | CONC | None | 1989-06-30 | -1.11 | -1.23 | dwg | WI | Transmission | Legacy | 2 |  |  | 4 | 450 | [5 empty] | 78086 | NA |  | 50.01 |  | WSL |  | Waikato,Te Kawerau a Maki,Ngāti Whātua,Ngāti Whātua o Ōrākei,Ngāti Tamaoho,Ngāti Tamaterā,Te Ākitai Waiohua | 3 | 3 | 3 | 2002 | te puna wai | no | 1 | 1 | 1 | CCTV Available (20-30 Years Old) & Soil Type Available | 2.3034 | 2 | 1 | 2 | 1 |  | 1 | Significant Ecological Area - SEA_T_5539 | 5 | 0.705 | 0.0134 | Modelled Flow Data Used & Depth Available | 50.0115 | 9
2737 | 2975 | 29088 | 10008615 | 197667 | DSTAK | Takanini Branch | Gravity | Pipe | Buried | OP | CONC | None | 2007-08-01 | 15.37 | 14.7 | 0.1s | SI | Transmission | DC07053 | 2 |  |  | 4 | 525 | [5 empty] | 77841 | NA |  | 127.05 |  | WSL |  | Waikato,Ngāti Maru,Ngāti Tamaoho,Ngāti Whanaunga,Ngāti Tamaterā,Ngāti Pāoa,Ngāi Tai ki Tāmaki,Ngāti Hako,Te Ākitai Waiohua | 1.54 | 2 | 1 | 2008 | te puna wai | no | 5 | 1 | 1 | CCTV Available (10-20 Years Old) & Soil Type Available | 2.3033 | 2 | 1 | 2 | 1 |  | 1 |  | 5 | 0.705 | 0.013764 | Modelled Flow Data Used & Depth Available | 127.0477 | 5
1229 | 1311 | 29082 | 10008610 | 196925 | DSTAK | Takanini Branch | Gravity | Pipe | Buried | OP | CONC | None | 2007-08-01 | 12.19 | 11.5 | 0.1s | SI | Transmission | DC07053 | 2 |  |  | 4 | 525 | [5 empty] | 77836 | NA |  | 174.15 |  | WSL |  | Waikato,Ngāti Maru,Ngāti Tamaoho,Ngāti Whanaunga,Ngāti Tamaterā,Ngāti Pāoa,Ngāi Tai ki Tāmaki,Ngāti Hako,Te Ākitai Waiohua | 1.54 | 2 | 1 | 2008 | te puna wai | no | 5 | 1 | 1 | CCTV Available (10-20 Years Old) & Soil Type Available | 2.3032 | 2 | 1 | 2 | 1 |  | 1 |  | 5 | 0.705 | 0.014011 | Modelled Flow Data Used & Depth Available | 174.1491 | 5
1033 | 1092 | 29092 | 10008611 | 197666 | DSTAK | Takanini Branch | Gravity | Pipe | Buried | OP | CONC | None | 2007-08-01 | 12.65 | 12.29 | 0.1s | SI | Transmission | DC07053 | 2 |  |  | 4 | 525 | [5 empty] | 77837 | NA |  | 81.52 |  | WSL |  | Waikato,Ngāti Maru,Ngāti Tamaoho,Ngāti Whanaunga,Ngāti Tamaterā,Ngāti Pāoa,Ngāi Tai ki Tāmaki,Ngāti Hako,Te Ākitai Waiohua | 1.54 | 2 | 1 | 2008 | te puna wai | no | 5 | 1 | 1 | CCTV Available (10-20 Years Old) & Soil Type Available | 2.3032 | 2 | 1 | 2 | 1 |  | 1 |  | 5 | 0.705 | 0.014011 | Modelled Flow Data Used & Depth Available | 81.517 | 5
1034 | 1093 | 29077 | 10008609 | 197268 | DSTAK | Takanini Branch | Gravity | Pipe | Buried | OP | CONC | None | 2007-08-01 | 11.34 | 11.05 | 0.1s | SI | Transmission | DC07053 | 2 |  |  | 4 | 525 | [5 empty] | 77835 | NA |  | 57.88 |  | WSL |  | Waikato,Ngāti Maru,Ngāti Tamaoho,Ngāti Whanaunga,Ngāti Tamaterā,Ngāti Pāoa,Ngāi Tai ki Tāmaki,Ngāti Hako,Te Ākitai Waiohua | 1.54 | 2 | 1 | 2008 | te puna wai | no | 5 | 1 | 1 | CCTV Available (10-20 Years Old) & Soil Type Available | 2.3031 | 2 | 1 | 2 | 1 |  | 1 |  | 5 | 0.705 | 0.014185 | Modelled Flow Data Used & Depth Available | 57.8759 | 5
2590 | 2813 | 14883 | 10006942 | 196372 | DSONT | Onehunga Tradewaste | Gravity | Pipe | Buried | OP | CONC | None | 1965-06-30 | 5.34 | 4.94 | dwg | WI | Transmission | Legacy | 2 |  |  | 4 | 525 | [5 empty] | 76174 | NA |  | 80.7 |  | WSL |  | Waikato,Te Kawerau a Maki,Ngāti Whātua,Ngāti Maru,Ngāti Whātua o Ōrākei,Ngāti Tamaoho,Ngāti Tamaterā,Ngāti Pāoa,Ngāi Tai ki Tāmaki,Ngāti Hako,Te Ākitai Waiohua | 2.17 | 2 | 2 | 2018 | CCTV Footage Review Log South_Latest.xls | yes | 3 | 3 | 2 | CCTV Available (0-10 Years Old) & Soil Type Available | 2.3031 | 2 | 1 | 2 | 1 |  | 1 | Aquifer - Mt Wellington Volcanic Aquifer | 5 | 0.705 | 0.014211 | Modelled Flow Data Used & Depth Available | 80.698 | 5
2532 | 2752 | 15030 | 10005572 | 194973 | DSGLD | Glendowie Branch | Gravity | Pipe | Buried | OP | CONC | None | 1966-06-30 | 4.8 | 4.63 | dwg | EI | Transmission | Legacy | 2 |  |  | 4 | 450 | [5 empty] | 75032 | NA |  | 84.24 |  | WSL |  | Waikato,Te Kawerau a Maki,Ngāti Whātua,Ngāti Maru,Ngāti Whātua o Ōrākei,Ngāti Tamaoho,Te Patukirikiri,Ngāti Whanaunga,Ngāti Tamaterā,Ngāti Pāoa,Ngāi Tai ki Tāmaki,Ngāti Hako,Te Ākitai Waiohua | 3 | 3 | 3 | 2011 | CCTV Footage Review Log South_Latest.xls | no | 5 | 3 | 2 | CCTV Available (10-20 Years Old) & Soil Type Available | 2.3031 | 2 | 1 | 2 | 1 |  | 1 |  | 5 | 0.705 | 0.014237 | Modelled Flow Data Used & Depth Available | 84.2417 | 9
2531 | 2751 | 15031 | 10005573 | 194468 | DSGLD | Glendowie Branch | Gravity | Pipe | Buried | OP | CONC | None | 1966-06-30 | 4.97 | 4.8 | dwg | EI | Transmission | Legacy | 2 |  |  | 4 | 450 | [5 empty] | 75033 | NA |  | 84.08 |  | WSL |  | Waikato,Te Kawerau a Maki,Ngāti Whātua,Ngāti Maru,Ngāti Whātua o Ōrākei,Ngāti Tamaoho,Te Patukirikiri,Ngāti Whanaunga,Ngāti Tamaterā,Ngāti Pāoa,Ngāi Tai ki Tāmaki,Ngāti Hako,Te Ākitai Waiohua | 3 | 3 | 3 | 2011 | CCTV Footage Review Log South_Latest.xls | no | 1 | 3 | 2 | CCTV Available (10-20 Years Old) & Soil Type Available | 2.3031 | 2 | 1 | 2 | 1 |  | 1 |  | 5 | 0.705 | 0.014237 | Modelled Flow Data Used & Depth Available | 84.0766 | 9
2530 | 2750 | 15034 | 10005574 | 194820 | DSGLD | Glendowie Branch | Gravity | Pipe | Buried | OP | CONC | None | 1966-06-30 | 5.16 | 4.97 | dwg | EI | Transmission | Legacy | 2 |  |  | 4 | 450 | [5 empty] | 75034 | NA |  | 97.07 |  | WSL |  | Waikato,Te Kawerau a Maki,Ngāti Whātua,Ngāti Maru,Ngāti Whātua o Ōrākei,Ngāti Tamaoho,Te Patukirikiri,Ngāti Whanaunga,Ngāti Tamaterā,Ngāti Pāoa,Ngāi Tai ki Tāmaki,Ngāti Hako,Te Ākitai Waiohua | 3 | 3 | 3 | 2011 | CCTV Footage Review Log South_Latest.xls | no | 1 | 3 | 2 | CCTV Available (10-20 Years Old) & Soil Type Available | 2.3031 | 2 | 1 | 2 | 1 |  | 1 |  | 5 | 0.705 | 0.01424 | Modelled Flow Data Used & Depth Available | 97.0673 | 9
2533 | 2753 | 15029 | 10005570 | 194819 | DSGLD | Glendowie Branch | Gravity | Pipe | Buried | OP | CONC | None | 1966-06-30 | 4.63 | 3.68 | dwg | EI | Transmission | Legacy | 2 |  |  | 4 | 450 | [5 empty] | 75030 | NA |  | 12.22 |  | WSL |  | Waikato,Te Kawerau a Maki,Ngāti Whātua,Ngāti Maru,Ngāti Whātua o Ōrākei,Ngāti Tamaoho,Te Patukirikiri,Ngāti Whanaunga,Ngāti Tamaterā,Ngāti Pāoa,Ngāi Tai ki Tāmaki,Ngāti Hako,Te Ākitai Waiohua | 4 | 4 | 4 | 2011 | CCTV Footage Review Log South_Latest.xls | no | 1 | 3 | 2 | CCTV Available (10-20 Years Old) & Soil Type Available | 2.3031 | 2 | 1 | 2 | 1 |  | 1 |  | 5 | 0.705 | 0.01424 | Modelled Flow Data Used & Depth Available | 12.2156 | 15
2098 | 2299 | 16590 | 10008936 | 197128 | DSTIT | Titirangi Branch | Gravity | Pipe | Buried | OP | CONC | None | 1989-06-30 | -0.59 | -0.69 | dwg | WI | Transmission | Legacy | 2 |  |  | 4 | 450 | [5 empty] | 78089 | NA |  | 31.53 |  | WSL |  | Waikato,Te Kawerau a Maki,Ngāti Whātua,Ngāti Whātua o Ōrākei,Ngāti Tamaoho,Ngāti Tamaterā,Te Ākitai Waiohua | 3 | 3 | 3 | 2002 | te puna wai | no | 5 | 1 | 1 | CCTV Available (20-30 Years Old) & Soil Type Available | 2.3031 | 2 | 1 | 2 | 1 |  | 1 |  | 5 | 0.705 | 0.014253 | Modelled Flow Data Used & Depth Available | 31.5345 | 9
2728 | 2966 | 29079 | 10008601 | 197266 | DSTAK | Takanini Branch | Gravity | Pipe | Buried | OP | CONC | None | 2007-08-01 | 4.67 | 4.31 | 0.1s | SI | Transmission | DC07053 | 2 |  |  | 4 | 525 | [5 empty] | 77827 | NA |  | 73.37 |  | WSL |  | Waikato,Ngāti Maru,Ngāti Tamaoho,Ngāti Whanaunga,Ngāti Tamaterā,Ngāti Pāoa,Ngāi Tai ki Tāmaki,Ngāti Hako,Te Ākitai Waiohua | 3 | 3 | 3 | 2007 | te puna wai | no | 5 | 3 | 1 | CCTV Available (10-20 Years Old) & Soil Type Available | 2.3031 | 2 | 1 | 2 | 1 |  | 1 |  | 5 | 0.705 | 0.014295 | Modelled Flow Data Used & Depth Available | 73.3651 | 9
2114 | 2315 | 29076 | 10008598 | 196922 | DSTAK | Takanini Branch | Gravity | Pipe | Buried | OP | CONC | None | 2007-07-31 | 3.43 | 3.08 | 0.1s | SI | Transmission | DC07053 | 2 |  |  | 4 | 525 | [5 empty] | 77824 | NA |  | 65.42 |  | WSL |  | Waikato,Ngāti Maru,Ngāti Tamaoho,Ngāti Whanaunga,Ngāti Tamaterā,Ngāti Pāoa,Ngāi Tai ki Tāmaki,Ngāti Hako,Te Ākitai Waiohua | 3 | 3 | 3 | 2007 | te puna wai | no | 5 | 3 | 1 | CCTV Available (10-20 Years Old) & Soil Type Available | 2.3031 | 2 | 1 | 2 | 1 |  | 1 |  | 5 | 0.705 | 0.014295 | Modelled Flow Data Used & Depth Available | 65.4199 | 9
2721 | 2959 | 29085 | 10008600 | 197068 | DSTAK | Takanini Branch | Gravity | Pipe | Buried | OP | CONC | None | 2007-08-01 | 4.19 | 3.96 | 0.1s | SI | Transmission | DC07053 | 2 |  |  | 4 | 525 | [5 empty] | 77826 | NA |  | 56.37 |  | WSL |  | Waikato,Ngāti Maru,Ngāti Tamaoho,Ngāti Whanaunga,Ngāti Tamaterā,Ngāti Pāoa,Ngāi Tai ki Tāmaki,Ngāti Hako,Te Ākitai Waiohua | 3 | 3 | 3 | 2007 | te puna wai | no | 5 | 3 | 1 | CCTV Available (10-20 Years Old) & Soil Type Available | 2.3031 | 2 | 1 | 2 | 1 |  | 1 |  | 5 | 0.705 | 0.014295 | Modelled Flow Data Used & Depth Available | 56.3688 | 9
2115 | 2316 | 29091 | 10008599 | 197663 | DSTAK | Takanini Branch | Gravity | Pipe | Buried | OP | CONC | None | 2007-08-01 | 3.85 | 3.62 | 0.1s | SI | Transmission | DC07053 | 2 |  |  | 4 | 525 | [5 empty] | 77825 | NA |  | 35.67 |  | WSL |  | Waikato,Ngāti Maru,Ngāti Tamaoho,Ngāti Whanaunga,Ngāti Tamaterā,Ngāti Pāoa,Ngāi Tai ki Tāmaki,Ngāti Hako,Te Ākitai Waiohua | 3 | 3 | 3 | 2007 | te puna wai | no | 5 | 3 | 1 | CCTV Available (10-20 Years Old) & Soil Type Available | 2.3031 | 2 | 1 | 2 | 1 |  | 1 |  | 5 | 0.705 | 0.014295 | Modelled Flow Data Used & Depth Available | 35.6652 | 9
881 | 927 | 17071 | 10007399 | 196335 | DSOTR | Otara Relief Branch | Gravity | Pipe | Buried | OP | CONC | None | 1986-06-30 | 3.79 | 3.58 | dwg | SI | Transmission | Legacy | 2 |  |  | 4 | 525 | [5 empty] | 76557 | NA |  | 106.81 |  | WSL |  | Waikato,Te Kawerau a Maki,Ngāti Maru,Ngāti Tamaoho,Ngāti Whanaunga,Ngāti Tamaterā,Ngāti Pāoa,Ngāi Tai ki Tāmaki,Ngāti Hako,Te Ākitai Waiohua | 1.15 | 1 | 1 | 2010 | te puna wai | no | 1 | 3 | 1 | CCTV Available (10-20 Years Old) & Soil Type Available | 2.3029 | 2 | 1 | 2 | 1 |  | 1 |  | 5 | 0.705 | 0.014925 | Modelled Flow Data Used & Depth Available | 106.8089 | 2
882 | 928 | 17072 | 10007398 | 195977 | DSOTR | Otara Relief Branch | Gravity | Pipe | Buried | OP | CONC | None | 1986-06-30 | 3.58 | 3.53 | dwg | SI | Transmission | Legacy | 2 |  |  | 4 | 525 | [5 empty] | 76556 | NA |  | 18.31 |  | WSL |  | Waikato,Te Kawerau a Maki,Ngāti Maru,Ngāti Tamaoho,Ngāti Whanaunga,Ngāti Tamaterā,Ngāti Pāoa,Ngāi Tai ki Tāmaki,Ngāti Hako,Te Ākitai Waiohua | 1.15 | 1 | 1 | 2010 | te puna wai | no | 1 | 3 | 1 | CCTV Available (10-20 Years Old) & Soil Type Available | 2.3029 | 2 | 1 | 2 | 1 |  | 1 |  | 5 | 0.705 | 0.014925 | Modelled Flow Data Used & Depth Available | 18.3138 | 2
2282 | 2493 | 17070 | 10007400 | 196132 | DSOTR | Otara Relief Branch | Gravity | Pipe | Buried | OP | CONC | None | 1986-06-30 | 4.04 | 3.79 | appr | SI | Transmission | Legacy | 2 |  |  | 4 | 525 | [5 empty] | 76558 | NA |  | 132.54 |  | WSL |  | Waikato,Te Kawerau a Maki,Ngāti Maru,Ngāti Tamaoho,Ngāti Whanaunga,Ngāti Tamaterā,Ngāti Pāoa,Ngāi Tai ki Tāmaki,Ngāti Hako,Te Ākitai Waiohua | 1.15 | 1 | 1 | 2010 | te puna wai | no | 1 | 3 | 1 | CCTV Available (10-20 Years Old) & Soil Type Available | 2.3029 | 2 | 1 | 2 | 1 |  | 1 |  | 5 | 0.705 | 0.014928 | Modelled Flow Data Used & Depth Available | 132.5395 | 2
2283 | 2494 | 16086 | 10007401 | 196475 | DSOTR | Otara Relief Branch | Gravity | Pipe | Buried | OP | CONC | None | 1986-06-30 | 4.21 | 4.04 | appr | SI | Transmission | Legacy | 2 |  |  | 4 | 525 | [5 empty] | 76559 | NA |  | 86.41 |  | WSL |  | Waikato,Te Kawerau a Maki,Ngāti Maru,Ngāti Tamaoho,Ngāti Whanaunga,Ngāti Tamaterā,Ngāti Pāoa,Ngāi Tai ki Tāmaki,Ngāti Hako,Te Ākitai Waiohua | 1.54 | 2 | 1 | 2010 | te puna wai | no | 5 | 1 | 1 | CCTV Available (10-20 Years Old) & Soil Type Available | 2.3029 | 2 | 1 | 2 | 1 |  | 1 |  | 5 | 0.705 | 0.014935 | Modelled Flow Data Used & Depth Available | 86.4142 | 5
1547 | 1666 | 15653 | 10007466 | 196501 | DSPAP | Papakura Branch | Gravity | Pipe | Buried | OP | CONC | None | 1962-06-30 | 13.75 | 13.18 | dwg | SI | Transmission | Legacy | 2 |  |  | 4 | 450 | [5 empty] | 76610 | NA |  | 96.61 |  | WSL |  | Waikato,Ngāti Maru,Ngāti Tamaoho,Ngāti Whanaunga,Ngāti Tamaterā,Ngāti Pāoa,Ngāi Tai ki Tāmaki,Ngāti Hako,Te Ākitai Waiohua | 3 | 3 | 3 | 2004 | te puna wai | no | 1 | 3 | 3 | CCTV Available (10-20 Years Old) & Soil Type Available | 2.3029 | 2 | 1 | 2 | 1 |  | 1 |  | 5 | 0.705 | 0.015051 | Modelled Flow Data Used & Depth Available | 96.6096 | 9
1546 | 1665 | 15652 | 10007465 | 196004 | DSPAP | Papakura Branch | Gravity | Pipe | Buried | OP | CONC | None | 1962-06-30 | 13.18 | 12.37 | dwg | SI | Transmission | Legacy | 2 |  |  | 4 | 450 | [5 empty] | 76609 | NA |  | 78.26 |  | WSL |  | Waikato,Ngāti Maru,Ngāti Tamaoho,Ngāti Whanaunga,Ngāti Tamaterā,Ngāti Pāoa,Ngāi Tai ki Tāmaki,Ngāti Hako,Te Ākitai Waiohua | 3 | 3 | 3 | 2004 | te puna wai | no | 1 | 3 | 3 | CCTV Available (10-20 Years Old) & Soil Type Available | 2.3029 | 2 | 1 | 2 | 1 |  | 1 |  | 5 | 0.705 | 0.015051 | Modelled Flow Data Used & Depth Available | 78.2597 | 9
1544 | 1663 | 15651 | 10007464 | 196654 | DSPAP | Papakura Branch | Gravity | Pipe | Buried | OP | CONC | None | 1962-06-30 | 12.37 | 11.2 | dwg | SI | Transmission | Legacy | 2 |  |  | 4 | 450 | [5 empty] | 76608 | NA |  | 70.15 |  | WSL |  | Waikato,Ngāti Maru,Ngāti Tamaoho,Ngāti Whanaunga,Ngāti Tamaterā,Ngāti Pāoa,Ngāi Tai ki Tāmaki,Ngāti Hako,Te Ākitai Waiohua | 3 | 3 | 3 | 2004 | te puna wai | no | 1 | 3 | 3 | CCTV Available (10-20 Years Old) & Soil Type Available | 2.3029 | 2 | 1 | 2 | 1 |  | 1 |  | 5 | 0.705 | 0.015051 | Modelled Flow Data Used & Depth Available | 70.149 | 9
2314 | 2525 | 15140 | 10004412 | 193210 | DSB07 | Branch 7 Arch Hill | Gravity | Pipe | Buried | OP | CONC | None | 1976-06-30 | 25.57 | 25.23 | dwg | OM | Transmission | Legacy | 2 |  |  | 4 | 450 | [5 empty] | 74185 | NA |  | 28.05 |  | WSL |  | Te Kawerau a Maki,Ngāti Whātua,Ngāti Maru,Ngāti Whātua o Ōrākei,Ngāti Tamaoho,Te Patukirikiri,Ngāti Tamaterā,Ngāti Pāoa,Ngāi Tai ki Tāmaki,Ngāti Hako,Te Ākitai Waiohua | 1.51 | 2 | 1 | 2011 | te puna wai | no | 1 | 1 | 2 | CCTV Available (10-20 Years Old) & Soil Type Available | 2.3028 | 2 | 1 | 2 | 1 |  | 1 |  | 5 | 0.705 | 0.015179 | Modelled Flow Data Used & Depth Available | 28.0486 | 5
1543 | 1662 | 15649 | 10007462 | 196500 | DSPAP | Papakura Branch | Gravity | Pipe | Buried | OP | CONC | None | 1962-06-30 | 10.86 | 10.75 | dwg | SI | Transmission | Legacy | 2 |  |  | 4 | 525 | [5 empty] | 76606 | NA |  | 61.62 |  | WSL |  | Waikato,Ngāti Maru,Ngāti Tamaoho,Ngāti Whanaunga,Ngāti Tamaterā,Ngāti Pāoa,Ngāi Tai ki Tāmaki,Ngāti Hako,Te Ākitai Waiohua | 3.27 | 3 | 3 | 2004 | te puna wai | no | 5 | 3 | 3 | CCTV Available (10-20 Years Old) & Soil Type Available | 2.3028 | 2 | 1 | 2 | 1 |  | 1 |  | 5 | 0.705 | 0.015228 | Modelled Flow Data Used & Depth Available | 61.6184 | 9
1542 | 1661 | 15648 | 10007461 | 196003 | DSPAP | Papakura Branch | Gravity | Pipe | Buried | OP | CONC | None | 1962-06-30 | 10.75 | 10.58 | dwg | SI | Transmission | Legacy | 2 |  |  | 4 | 525 | [5 empty] | 76605 | NA |  | 59.93 |  | WSL |  | Waikato,Ngāti Maru,Ngāti Tamaoho,Ngāti Whanaunga,Ngāti Tamaterā,Ngāti Pāoa,Ngāi Tai ki Tāmaki,Ngāti Hako,Te Ākitai Waiohua | 3.27 | 3 | 3 | 2004 | te puna wai | no | 5 | 3 | 3 | CCTV Available (10-20 Years Old) & Soil Type Available | 2.3028 | 2 | 1 | 2 | 1 |  | 1 |  | 5 | 0.705 | 0.015228 | Modelled Flow Data Used & Depth Available | 59.9323 | 9
1545 | 1664 | 15650 | 10007463 | 196158 | DSPAP | Papakura Branch | Gravity | Pipe | Buried | OP | CONC | None | 1962-06-30 | 11.2 | 10.94 | dwg | SI | Transmission | Legacy | 2 |  |  | 4 | 450 | [5 empty] | 76607 | NA |  | 19.38 |  | WSL |  | Waikato,Ngāti Maru,Ngāti Tamaoho,Ngāti Whanaunga,Ngāti Tamaterā,Ngāti Pāoa,Ngāi Tai ki Tāmaki,Ngāti Hako,Te Ākitai Waiohua | 3 | 3 | 3 | 2004 | te puna wai | no | 1 | 3 | 3 | CCTV Available (10-20 Years Old) & Soil Type Available | 2.3028 | 2 | 1 | 2 | 1 |  | 1 |  | 5 | 0.705 | 0.015228 | Modelled Flow Data Used & Depth Available | 19.3777 | 9
2317 | 2528 | 15137 | 10004409 | 193362 | DSB07 | Branch 7 Arch Hill | Gravity | Pipe | Buried | OP | CONC | None | 1976-06-30 | 23.99 | 23.47 | dwg | OM | Transmission | Legacy | 2 |  |  | 4 | 525 | [5 empty] | 74182 | NA |  | 74.25 |  | WSL |  | Te Kawerau a Maki,Ngāti Whātua,Ngāti Maru,Ngāti Whātua o Ōrākei,Ngāti Tamaoho,Ngāti Tamaterā,Ngāti Pāoa,Ngāi Tai ki Tāmaki,Ngāti Hako,Te Ākitai Waiohua | 2 | 2 | 2 | 2016 | te puna wai | no | 1 | 1 | 2 | CCTV Available (0-10 Years Old) & Soil Type Available | 2.3027 | 2 | 1 | 2 | 1 |  | 1 |  | 5 | 0.705 | 0.015704 | Modelled Flow Data Used & Depth Available | 74.2545 | 5
2589 | 2812 | 14886 | 10006943 | 195695 | DSONT | Onehunga Tradewaste | Gravity | Pipe | Buried | OP | CONC | None | 1965-06-30 | 5.95 | 5.34 | dwg | WI | Transmission | Legacy | 2 |  |  | 4 | 525 | [5 empty] | 76175 | NA |  | 78.44 |  | WSL |  | Waikato,Te Kawerau a Maki,Ngāti Whātua,Ngāti Maru,Ngāti Whātua o Ōrākei,Ngāti Tamaoho,Ngāti Tamaterā,Ngāti Pāoa,Ngāi Tai ki Tāmaki,Ngāti Hako,Te Ākitai Waiohua | 2.17 | 2 | 2 | 2018 | CCTV Footage Review Log South_Latest.xls | yes | 3 | 3 | 2 | CCTV Available (0-10 Years Old) & Soil Type Available | 2.3026 | 2 | 1 | 2 | 1 |  | 1 | Aquifer - Mt Wellington Volcanic Aquifer | 5 | 0.705 | 0.016029 | Modelled Flow Data Used & Depth Available | 78.4366 | 5
2321 | 2532 | 15134 | 10004406 | 193450 | DSB07 | Branch 7 Arch Hill | Gravity | Pipe | Buried | OP | CONC | None | 1976-06-30 | 21.64 | 21.51 | dwg | OM | Transmission | Legacy | 2 |  |  | 4 | 525 | [5 empty] | 74179 | NA |  | 11.23 |  | WSL |  | Te Kawerau a Maki,Ngāti Whātua,Ngāti Maru,Ngāti Whātua o Ōrākei,Ngāti Tamaoho,Ngāti Tamaterā,Ngāti Pāoa,Ngāi Tai ki Tāmaki,Ngāti Hako,Te Ākitai Waiohua | 2 | 2 | 2 | 2016 | te puna wai | no | 1 | 1 | 2 | CCTV Available (0-10 Years Old) & Soil Type Available | 2.3025 | 2 | 1 | 2 | 1 |  | 1 |  | 5 | 0.705 | 0.016164 | Modelled Flow Data Used & Depth Available | 11.2304 | 5
2320 | 2531 | 15143 | 10004405 | 193361 | DSB07 | Branch 7 Arch Hill | Gravity | Pipe | Buried | OP | CONC | None | 1976-06-30 | 21.51 | 21.12 | dwg | OM | Transmission | Legacy | 2 |  |  | 4 | 525 | [5 empty] | 74178 | NA |  | 50.09 |  | WSL |  | Te Kawerau a Maki,Ngāti Whātua,Ngāti Maru,Ngāti Whātua o Ōrākei,Ngāti Tamaoho,Ngāti Tamaterā,Ngāti Pāoa,Ngāi Tai ki Tāmaki,Ngāti Hako,Te Ākitai Waiohua | 2 | 2 | 2 | 2016 | te puna wai | no | 1 | 1 | 2 | CCTV Available (0-10 Years Old) & Soil Type Available | 2.3025 | 2 | 1 | 2 | 1 |  | 1 |  | 5 | 0.705 | 0.016215 | Modelled Flow Data Used & Depth Available | 50.0911 | 5
1666 | 1816 | 15666 | 10007459 | 196157 | DSPAP | Papakura Branch | Gravity | Pipe | Buried | OP | CONC | None | 1962-06-30 | 10.38 | 10.16 | dwg | SI | Transmission | Legacy | 2 |  |  | 4 | 525 | [5 empty] | 76603 | NA |  | 91.22 |  | WSL |  | Waikato,Ngāti Maru,Ngāti Tamaoho,Ngāti Whanaunga,Ngāti Tamaterā,Ngāti Pāoa,Ngāi Tai ki Tāmaki,Ngāti Hako,Te Ākitai Waiohua | 2.45 | 2 | 2 | 2010 | te puna wai | no | 1 | 3 | 3 | CCTV Available (10-20 Years Old) & Soil Type Available | 2.3024 | 2 | 1 | 2 | 1 |  | 1 |  | 5 | 0.705 | 0.016482 | Modelled Flow Data Used & Depth Available | 91.2209 | 5
1667 | 1817 | 15647 | 10007460 | 196653 | DSPAP | Papakura Branch | Gravity | Pipe | Buried | OP | CONC | None | 1962-06-30 | 10.58 | 10.38 | dwg | SI | Transmission | Legacy | 2 |  |  | 4 | 525 | [5 empty] | 76604 | NA |  | 79.75 |  | WSL |  | Waikato,Ngāti Maru,Ngāti Tamaoho,Ngāti Whanaunga,Ngāti Tamaterā,Ngāti Pāoa,Ngāi Tai ki Tāmaki,Ngāti Hako,Te Ākitai Waiohua | 2.16 | 2 | 1 | 2010 | te puna wai | no | 1 | 3 | 3 | CCTV Available (10-20 Years Old) & Soil Type Available | 2.3024 | 2 | 1 | 2 | 1 |  | 1 |  | 5 | 0.705 | 0.016482 | Modelled Flow Data Used & Depth Available | 79.7486 | 5
3902 | 4179 | 917751 | 10088283 | 195935 | DSNCP | Northcote Point Branch Sewer TS8A | Gravity | Pipe | Buried | OP | CONC | None | 1965-01-01 |  |  | dwg | NI | Transmission | Legacy | 2 |  |  | 4 | 490 | [5 empty] | 65070 | NA |  | 154.13 |  | WSL |  | Te Kawerau a Maki,Ngāti Whātua,Ngāti Maru,Ngāti Whātua o Ōrākei,Ngāti Tamaoho,Te Patukirikiri,Ngāti Whanaunga,Ngāti Tamaterā,Ngāti Pāoa,Ngāi Tai ki Tāmaki,Ngāti Hako,Te Ākitai Waiohua | 3 | 3 | 3 | 2016 | te puna wai | no | 5 | 1 | 2 | CCTV Available (0-10 Years Old) & Soil Type Available | 2.3021 | 2 | 1 | 2 | 1 | Safe Swim Beach | 1 | Ocean Intercept, Significant Ecological Area - SEA-M2-60a | 5 | 0.705 | 0.017611 | Modelled Flow Data Used & Depth Available | 154.1325 | 9
1566 | 1702 | 16000 | 10006121 | 195042 | DSHMD | Homai Diversion | Gravity | Pipe | Buried | OP | CONC | None | 1983-06-30 | 10.74 | 10.53 | dwg | SW | Transmission | Legacy | 2 |  |  | 4 | 900 | [5 empty] | 75534 | NA |  | 66.37 |  | WSL |  | Waikato,Te Kawerau a Maki,Ngāti Maru,Ngāti Tamaoho,Ngāti Whanaunga,Ngāti Tamaterā,Ngāi Tai ki Tāmaki,Ngāti Hako,Te Ākitai Waiohua | 2 | 2 | 2 | 2003 | te puna wai | yes | 1 | 1 | 2 | CCTV Available (20-30 Years Old) & Soil Type Available | 2.3021 | 2 | 2 | 4 | 1 |  | 1 |  | 1 | 0.69 | 0.036697 | Modelled Flow Data Used & Depth Available | 66.3708 | 5
4302 | 4589 | 2611572 | 10092208 | 194739 | DSGLR | Glenfield Relief Branch Sewer TS4A New | Gravity | Pipe | Buried | OP | CONC | None | 2015-11-03 | 20.65 | 20.16 | 0.1s | NI | Transmission | T0000766 | 2 |  |  | 4 | 525 | [5 empty] | 64711 | NA |  | 146.82 |  | WSL |  | Te Kawerau a Maki,Ngāti Whātua,Ngāti Maru,Ngāti Whātua o Ōrākei,Ngāti Tamaoho,Ngāti Manuhiri,Te Patukirikiri,Ngāti Whanaunga,Ngāti Tamaterā,Ngāti Pāoa,Ngāi Tai ki Tāmaki,Ngāti Hako,Te Ākitai Waiohua | 2 | 2 | 2 | 2016 | te puna wai | no | 5 | 1 | 1 | CCTV Available (0-10 Years Old) & Soil Type Available | 2.3011 | 2 | 1 | 2 | 1 |  | 1 |  | 5 | 0.705 | 0.020674 | Modelled Flow Data Used & Depth Available | 146.8209 | 5
4303 | 4590 | 2611571 | 10092209 | 195266 | DSGLR | Glenfield Relief Branch Sewer TS4A New | Gravity | Pipe | Buried | OP | CONC | None | 2015-11-03 | 20.98 | 20.68 | 0.1s | NI | Transmission | T0000766 | 2 |  |  | 4 | 525 | [5 empty] | 64712 | NA |  | 107.28 |  | WSL |  | Te Kawerau a Maki,Ngāti Whātua,Ngāti Maru,Ngāti Whātua o Ōrākei,Ngāti Tamaoho,Ngāti Manuhiri,Te Patukirikiri,Ngāti Whanaunga,Ngāti Tamaterā,Ngāti Pāoa,Ngāi Tai ki Tāmaki,Ngāti Hako,Te Ākitai Waiohua | 2 | 2 | 2 | 2016 | te puna wai | no | 5 | 1 | 1 | CCTV Available (0-10 Years Old) & Soil Type Available | 2.3011 | 2 | 1 | 2 | 1 |  | 1 |  | 5 | 0.705 | 0.020674 | Modelled Flow Data Used & Depth Available | 107.282 | 5
4299 | 4586 | 2611574 | 10092206 | 194893 | DSGLR | Glenfield Relief Branch Sewer TS4A New | Gravity | Pipe | Buried | OP | CONC | None | 2015-11-03 | 19.78 | 19.25 | 0.1s | NI | Transmission | T0000766 | 2 |  |  | 4 | 525 | [5 empty] | 64709 | NA |  | 78.98 |  | WSL |  | Te Kawerau a Maki,Ngāti Whātua,Ngāti Maru,Ngāti Whātua o Ōrākei,Ngāti Tamaoho,Ngāti Manuhiri,Te Patukirikiri,Ngāti Whanaunga,Ngāti Tamaterā,Ngāti Pāoa,Ngāi Tai ki Tāmaki,Ngāti Hako,Te Ākitai Waiohua | 2 | 2 | 2 | 2016 | te puna wai | no | 5 | 1 | 1 | CCTV Available (0-10 Years Old) & Soil Type Available | 2.3011 | 2 | 1 | 2 | 1 |  | 1 |  | 5 | 0.705 | 0.020674 | Modelled Flow Data Used & Depth Available | 78.9784 | 5
4298 | 4585 | 2611575 | 10092205 | 195265 | DSGLR | Glenfield Relief Branch Sewer TS4A New | Gravity | Pipe | Buried | OP | CONC | None | 2015-11-03 | 19.07 | 18.62 | 0.1s | NI | Transmission | T0000766 | 2 |  |  | 4 | 525 | [5 empty] | 64708 | NA |  | 50.05 |  | WSL |  | Te Kawerau a Maki,Ngāti Whātua,Ngāti Maru,Ngāti Whātua o Ōrākei,Ngāti Tamaoho,Ngāti Manuhiri,Te Patukirikiri,Ngāti Whanaunga,Ngāti Tamaterā,Ngāti Pāoa,Ngāi Tai ki Tāmaki,Ngāti Hako,Te Ākitai Waiohua | 2 | 2 | 2 | 2016 | te puna wai | no | 5 | 1 | 1 | CCTV Available (0-10 Years Old) & Soil Type Available | 2.3011 | 2 | 1 | 2 | 1 |  | 1 |  | 5 | 0.705 | 0.020674 | Modelled Flow Data Used & Depth Available | 50.0472 | 5
4296 | 4583 | 2611577 | 10092204 | 194738 | DSGLR | Glenfield Relief Branch Sewer TS4A New | Gravity | Pipe | Buried | OP | CONC | None | 2015-11-03 | 18.56 | 18.21 | 0.1s | NI | Transmission | T0000766 | 2 |  |  | 4 | 525 | [5 empty] | 64706 | NA |  | 11.78 |  | WSL |  | Te Kawerau a Maki,Ngāti Whātua,Ngāti Maru,Ngāti Whātua o Ōrākei,Ngāti Tamaoho,Ngāti Manuhiri,Te Patukirikiri,Ngāti Whanaunga,Ngāti Tamaterā,Ngāti Pāoa,Ngāi Tai ki Tāmaki,Ngāti Hako,Te Ākitai Waiohua | 2 | 2 | 2 | 2016 | te puna wai | no | 1 | 1 | 1 | CCTV Available (0-10 Years Old) & Soil Type Available | 2.3011 | 2 | 1 | 2 | 1 |  | 1 |  | 5 | 0.705 | 0.020674 | Modelled Flow Data Used & Depth Available | 11.7801 | 5
4772 | 747225 | 15763 | 10008087 | 196742 | DSSIN | Southern Interceptor | Gravity | Pipe | Buried | OP | CONC | None | 1964-06-30 | 21.06 | 20.78 | dwg | SI | Transmission | Legacy | 1 |  |  | 4 | 1050 | [5 empty] | 77309 | NA |  | 246.55 |  | WSL |  | Waikato,Te Kawerau a Maki,Ngāti Maru,Ngāti Tamaoho,Ngāti Whanaunga,Ngāti Tamaterā,Ngāi Tai ki Tāmaki,Ngāti Hako,Te Ākitai Waiohua | 3 | 3 | 3 | 2019 | CCTV Footage Review Log South_Latest.xls | no | 1 | 1 | 2 | CCTV Available (0-10 Years Old) & Soil Type Available | 2.3005 | 2 | 2 | 4 | 1 |  | 1 |  | 1 | 0.69 | 0.03336 | Modelled Flow Data Used & Depth Available | 246.5546 | 9
3361 | 3629 | 930638 | 10088286 | 195549 | DSNCP | Northcote Point Branch Sewer TS8A | Gravity | Pipe | Buried | OP | CONC | None | 1965-01-01 |  |  | dwg | NI | Transmission | Legacy | 2 |  |  | 4 | 490 | [5 empty] | 65073 | NA |  | 95.72 |  | WSL |  | Te Kawerau a Maki,Ngāti Whātua,Ngāti Maru,Ngāti Whātua o Ōrākei,Ngāti Tamaoho,Te Patukirikiri,Ngāti Whanaunga,Ngāti Tamaterā,Ngāti Pāoa,Ngāi Tai ki Tāmaki,Ngāti Hako,Te Ākitai Waiohua | 4 | 4 | 4 | 2016 | te puna wai | no | 3 | 3 | 2 | CCTV Available (0-10 Years Old) & Soil Type Available | 2.2986 | 2 | 1 | 2 | 1 | Safe Swim Beach | 1 | Ocean Intercept, Significant Ecological Area - SEA-M2-60a | 5 | 0.705 | 0.029096 | Modelled Flow Data Used & Depth Available | 95.7167 | 15
3160 | 3424 | 917318 | 10088406 | 195569 | DSNRO | Northboro Branch Sewer TS2 | Gravity | Pipe | Buried | OP | PE | None | 2003-11-10 | 5.23 | 5.23 | dwg | NI | Transmission | Legacy | 2 |  |  | 4 | 560 | [5 empty] | 65160 | NA |  | 2.2 |  | WSL |  | Te Kawerau a Maki,Ngāti Whātua,Ngāti Maru,Ngāti Whātua o Ōrākei,Ngāti Tamaoho,Te Patukirikiri,Ngāti Whanaunga,Ngāti Tamaterā,Ngāti Pāoa,Ngāi Tai ki Tāmaki,Ngāti Hako,Te Ākitai Waiohua | 1 | 1 |  |  |  | no | 1 | 1 | 1 | CCTV NOT Available or Over 30 Years Old & Soil Type Available | 2.2969 | 2 | 1 | 2 | 1 |  | 1 |  | 5 | 0.705 | 0.034456 | Modelled Flow Data Used & Depth Available | 2.2031 | 2
1149 | 1216 | 15360 | 10005290 | 194699 | DSEDB | Edendale Branch | Gravity | Pipe | Buried | OP | CONC | None | 1914-06-30 | 56.59 | 56.29 | dwg | OM | Transmission | Legacy | 2 |  |  | 4 | 1050 | [5 empty] | 74755 | NA |  | 70.14 |  | WSL |  | Waikato,Te Kawerau a Maki,Ngāti Whātua,Ngāti Maru,Ngāti Whātua o Ōrākei,Ngāti Tamaoho,Ngāti Tamaterā,Ngāi Tai ki Tāmaki,Ngāti Hako,Te Ākitai Waiohua | 3.81 | 4 | 3 | 2017 | CCTV Footage Review Log South_Latest.xls | no | 3 | 3 | 5 | CCTV Available (0-10 Years Old) & Soil Type Available | 2.2832 | 2 | 1 | 4 | 1 |  | 1 |  | 1 | 0.69 | 0.0064025 | Modelled Flow Data Used & Depth Available | 70.1401 | 15
1150 | 1217 | 15361 | 10005289 | 194187 | DSEDB | Edendale Branch | Gravity | Pipe | Buried | OP | CONC | None | 1914-06-30 | 56.29 | 56.08 | dwg | OM | Transmission | Legacy | 2 |  |  | 4 | 1050 | [5 empty] | 74754 | NA |  | 17.38 |  | WSL |  | Waikato,Te Kawerau a Maki,Ngāti Whātua,Ngāti Maru,Ngāti Whātua o Ōrākei,Ngāti Tamaoho,Ngāti Tamaterā,Ngāi Tai ki Tāmaki,Ngāti Hako,Te Ākitai Waiohua | 3.81 | 4 | 3 | 2017 | CCTV Footage Review Log South_Latest.xls | no | 3 | 3 | 5 | CCTV Available (0-10 Years Old) & Soil Type Available | 2.2831 | 2 | 1 | 4 | 1 |  | 1 |  | 1 | 0.69 | 0.00684 | Modelled Flow Data Used & Depth Available | 17.3844 | 15
3703 | 3978 | 937112 | 10089429 | 193986 | DSBDD | Birkdale Diversion Branch Sewer TS14A | Gravity | Pipe | Buried | OP | CONC | None | 2009-05-13 | 4.6 | 4.49 | dwg | NI | Transmission | Legacy | 2 |  |  | 4 | 1050 | [5 empty] | 64135 | NA |  | 2.21 |  | WSL |  | Te Kawerau a Maki,Ngāti Whātua,Ngāti Maru,Ngāti Whātua o Ōrākei,Ngāti Tamaoho,Ngāti Manuhiri,Ngāti Whanaunga,Ngāti Tamaterā,Ngāti Pāoa,Ngāi Tai ki Tāmaki,Ngāti Hako,Te Ākitai Waiohua | 1.76 | 2 |  |  | CCTV app | yes | 5 | 1 | 1 | CCTV NOT Available or Over 30 Years Old & Soil Type Available | 2.2806 | 2 | 1 | 4 | 1 |  | 1 |  | 1 | 0.69 | 0.015314 | Modelled Flow Data Used & Depth Available | 2.2121 | 5
3531 | 3804 | 907947 | 10089432 | 194179 | DSBDD | Birkdale Diversion Branch Sewer TS14A | Gravity | Pipe | Buried | OP | CONC | None | 2009-06-06 | 4.92 | 4.61 | dwg | NI | Transmission | Legacy | 2 |  |  | 4 | 900 | [5 empty] | 64138 | NA |  | 190.12 |  | WSL |  | Te Kawerau a Maki,Ngāti Whātua,Ngāti Maru,Ngāti Whātua o Ōrākei,Ngāti Tamaoho,Ngāti Manuhiri,Ngāti Whanaunga,Ngāti Tamaterā,Ngāti Pāoa,Ngāi Tai ki Tāmaki,Ngāti Hako,Te Ākitai Waiohua | 1 | 1 |  |  | CCTV app | yes | 1 | 1 | 1 | CCTV NOT Available or Over 30 Years Old & Soil Type Available | 2.2806 | 2 | 1 | 4 | 1 |  | 1 |  | 1 | 0.69 | 0.015314 | Modelled Flow Data Used & Depth Available | 190.1244 | 2
3202 | 3466 | 916592 | 10089427 | 193740 | DSBDD | Birkdale Diversion Branch Sewer TS14A | Gravity | Pipe | Buried | OP | CONC | None | 2009-06-06 | 4.49 | 4.23 | dwg | NI | Transmission | Legacy | 2 |  |  | 4 | 1050 | [5 empty] | 64133 | NA |  | 157.74 |  | WSL |  | Te Kawerau a Maki,Ngāti Whātua,Ngāti Maru,Ngāti Whātua o Ōrākei,Ngāti Tamaoho,Ngāti Manuhiri,Ngāti Whanaunga,Ngāti Tamaterā,Ngāti Pāoa,Ngāi Tai ki Tāmaki,Ngāti Hako,Te Ākitai Waiohua | 1 | 1 |  |  | CCTV app | yes | 1 | 1 | 1 | CCTV NOT Available or Over 30 Years Old & Soil Type Available | 2.2806 | 2 | 1 | 4 | 1 |  | 1 |  | 1 | 0.69 | 0.015314 | Modelled Flow Data Used & Depth Available | 157.7386 | 2
45 | 48 | 15882 | 10008090 | 197040 | DSSIN | Southern Interceptor | Gravity | Pipe | Buried | OP | CONC | None | 1964-06-30 | 21.79 | 21.55 | dwg | SI | Transmission | Legacy | 1 |  |  | 4 | 1050 | [5 empty] | 77312 | NA |  | 208.24 |  | WSL |  | Waikato,Ngāti Maru,Ngāti Tamaoho,Ngāti Whanaunga,Ngāti Tamaterā,Ngāi Tai ki Tāmaki,Ngāti Hako,Te Ākitai Waiohua | 2 | 2 | 2 | 2019 | CCTV Footage Review Log South_Latest.xls | no | 1 | 1 | 2 | CCTV Available (0-10 Years Old) & Soil Type Available | 2.2804 | 2 | 1 | 4 | 1 |  | 1 |  | 1 | 0.69 | 0.016128 | Modelled Flow Data Used & Depth Available | 208.2414 | 5
4120 | 4402 | 929533 | 10088378 | 195562 | DSNRO | Northboro Branch Sewer TS2 | Gravity | Pipe | Buried | OP | CONC | None | 1967-01-01 |  |  | dwg | NI | Transmission | Legacy | 2 |  |  | 4 | 724 | [5 empty] | 65132 | NA |  | 2.17 |  | WSL |  | Te Kawerau a Maki,Ngāti Whātua,Ngāti Maru,Ngāti Whātua o Ōrākei,Ngāti Tamaoho,Te Patukirikiri,Ngāti Whanaunga,Ngāti Tamaterā,Ngāti Pāoa,Ngāi Tai ki Tāmaki,Ngāti Hako,Te Ākitai Waiohua | 1.71 | 2 |  |  |  | no | 1 | 1 | 2 | CCTV NOT Available or Over 30 Years Old & Soil Type Available | 2.2668 | 2 | 2 | 3 | 1 |  | 1 |  | 1.5 | 0.645 | 0.092649 | Modelled Flow Data Used & Depth Available | 2.1699 | 5
300 | 312 | 15685 | 10008012 | 196874 | DSSIN | Southern Interceptor | Gravity | Pipe | Buried | OP | CONC | None | 1965-06-30 | 3.78 | 3.73 | dwg | SI | Transmission | Legacy | 1 |  |  | 4 | 750 | [5 empty] | 77351 | NA |  | 22.96 |  | WSL |  | Waikato,Ngāti Maru,Ngāti Tamaoho,Ngāti Whanaunga,Ngāti Tamaterā,Ngāti Pāoa,Ngāi Tai ki Tāmaki,Ngāti Hako,Te Ākitai Waiohua | 3 | 3 | 3 | 2019 | CCTV Footage Review Log South_Latest.xls | no | 1 | 3 | 2 | CCTV Available (0-10 Years Old) & Soil Type Available | 2.2665 | 2 | 3 | 3 | 1 |  | 1 |  | 1 | 0.625 | 0.060161 | Modelled Flow Data Used & Depth Available | 22.9639 | 9
3497 | 3770 | 933057 | 10089999 | 194292 | DSCWD | Chatswood Branch Sewer TS9 | Gravity | Pipe | Buried | OP | CONC | None | 1965-01-01 |  |  | dwg | NI | Transmission | Legacy | 2 |  |  | 4 | 635 | [5 empty] | 64447 | NA |  | 7.16 |  | WSL |  | Te Kawerau a Maki,Ngāti Whātua,Ngāti Maru,Ngāti Whātua o Ōrākei,Ngāti Tamaoho,Ngāti Manuhiri,Te Patukirikiri,Ngāti Whanaunga,Ngāti Tamaterā,Ngāti Pāoa,Ngāi Tai ki Tāmaki,Ngāti Hako,Te Ākitai Waiohua | 1.71 | 2 |  |  |  | no | 1 | 1 | 2 | CCTV NOT Available or Over 30 Years Old & Soil Type Available | 2.2664 | 2 | 2 | 3 | 1 |  | 1 |  | 1.5 | 0.645 | 0.091884 | Modelled Flow Data Used & Depth Available | 7.1554 | 5
3169 | 3433 | 918375 | 10088380 | 195407 | DSNRO | Northboro Branch Sewer TS2 | Gravity | Pipe | Buried | OP | CONC | None | 1967-01-01 |  |  | dwg | NI | Transmission | Legacy | 2 |  |  | 4 | 724 | [5 empty] | 65134 | NA |  | 8.22 |  | WSL |  | Te Kawerau a Maki,Ngāti Whātua,Ngāti Maru,Ngāti Whātua o Ōrākei,Ngāti Tamaoho,Te Patukirikiri,Ngāti Whanaunga,Ngāti Tamaterā,Ngāti Pāoa,Ngāi Tai ki Tāmaki,Ngāti Hako,Te Ākitai Waiohua | 1.71 | 2 |  |  |  | no | 1 | 1 | 2 | CCTV NOT Available or Over 30 Years Old & Soil Type Available | 2.2591 | 2 | 2 | 3 | 1 |  | 1 |  | 1.5 | 0.645 | 0.078101 | Modelled Flow Data Used & Depth Available | 8.2242 | 5
3785 | 4060 | 912108 | 10088336 | 195403 | DSNCT | Northcote Branch Sewer TS8 | Gravity | Pipe | Buried | OP | CONC | CIP | 1965-01-01 | 31.3 |  | dwg | NI | Transmission | Legacy | 2 |  |  | 4 | 490 | [5 empty] | 65118 | NA |  | 113.72 |  | WSL |  | Te Kawerau a Maki,Ngāti Whātua,Ngāti Maru,Ngāti Whātua o Ōrākei,Ngāti Tamaoho,Ngāti Manuhiri,Te Patukirikiri,Ngāti Whanaunga,Ngāti Tamaterā,Ngāti Pāoa,Ngāi Tai ki Tāmaki,Ngāti Hako,Te Ākitai Waiohua | 1.21 | 1 |  |  |  | no | 1 | 3 | 1 | CCTV NOT Available or Over 30 Years Old & Soil Type Available | 2.2563 | 2 | 3 | 2 | 1 |  | 1 |  | 1.5 | 0.58 | 0.098775 | Modelled Flow Data Used & Depth Available | 113.7227 | 2
3192 | 3456 | 918376 | 10088381 | 196009 | DSNRO | Northboro Branch Sewer TS2 | Gravity | Pipe | Buried | OP | CONC | None | 1967-01-01 |  |  | dwg | NI | Transmission | Legacy | 2 |  |  | 4 | 724 | [5 empty] | 65135 | NA |  | 4.71 |  | WSL |  | Te Kawerau a Maki,Ngāti Whātua,Ngāti Maru,Ngāti Whātua o Ōrākei,Ngāti Tamaoho,Te Patukirikiri,Ngāti Whanaunga,Ngāti Tamaterā,Ngāti Pāoa,Ngāi Tai ki Tāmaki,Ngāti Hako,Te Ākitai Waiohua | 1.71 | 2 |  |  |  | no | 1 | 1 | 2 | CCTV NOT Available or Over 30 Years Old & Soil Type Available | 2.2542 | 2 | 2 | 3 | 1 |  | 1 |  | 1.5 | 0.645 | 0.068913 | Modelled Flow Data Used & Depth Available | 4.7118 | 5
3327 | 3594 | 929521 | 10088382 | 195563 | DSNRO | Northboro Branch Sewer TS2 | Gravity | Pipe | Buried | OP | CONC | None | 1967-01-01 |  |  | dwg | NI | Transmission | Legacy | 2 |  |  | 4 | 724 | [5 empty] | 65136 | NA |  | 103.1 |  | WSL |  | Te Kawerau a Maki,Ngāti Whātua,Ngāti Maru,Ngāti Whātua o Ōrākei,Ngāti Tamaoho,Te Patukirikiri,Ngāti Whanaunga,Ngāti Tamaterā,Ngāti Pāoa,Ngāi Tai ki Tāmaki,Ngāti Hako,Te Ākitai Waiohua | 1.71 | 2 |  |  |  | no | 1 | 1 | 2 | CCTV NOT Available or Over 30 Years Old & Soil Type Available | 2.253 | 2 | 2 | 3 | 1 |  | 1 |  | 1.5 | 0.645 | 0.066616 | Modelled Flow Data Used & Depth Available | 103.0959 | 5
3887 | 4164 | 918197 | 10088386 | 195564 | DSNRO | Northboro Branch Sewer TS2 | Gravity | Pipe | Buried | OP | CONC | None | 1967-01-01 |  |  | dwg | NI | Transmission | Legacy | 2 |  |  | 4 | 724 | [5 empty] | 65140 | NA |  | 110.71 |  | WSL |  | Te Kawerau a Maki,Ngāti Whātua,Ngāti Maru,Ngāti Whātua o Ōrākei,Ngāti Tamaoho,Te Patukirikiri,Ngāti Whanaunga,Ngāti Tamaterā,Ngāti Pāoa,Ngāi Tai ki Tāmaki,Ngāti Hako,Te Ākitai Waiohua | 1.71 | 2 |  |  |  | no | 1 | 1 | 2 | CCTV NOT Available or Over 30 Years Old & Soil Type Available | 2.2522 | 2 | 2 | 3 | 1 |  | 1 |  | 1.5 | 0.645 | 0.065084 | Modelled Flow Data Used & Depth Available | 110.7057 | 5
4070 | 4349 | 928958 | 10088385 | 196010 | DSNRO | Northboro Branch Sewer TS2 | Gravity | Pipe | Buried | OP | CONC | None | 1967-01-01 |  |  | dwg | NI | Transmission | Legacy | 2 |  |  | 4 | 724 | [5 empty] | 65139 | NA |  | 103.9 |  | WSL |  | Te Kawerau a Maki,Ngāti Whātua,Ngāti Maru,Ngāti Whātua o Ōrākei,Ngāti Tamaoho,Te Patukirikiri,Ngāti Whanaunga,Ngāti Tamaterā,Ngāti Pāoa,Ngāi Tai ki Tāmaki,Ngāti Hako,Te Ākitai Waiohua | 1.71 | 2 |  |  |  | no | 1 | 1 | 2 | CCTV NOT Available or Over 30 Years Old & Soil Type Available | 2.2522 | 2 | 2 | 3 | 1 |  | 1 |  | 1.5 | 0.645 | 0.065084 | Modelled Flow Data Used & Depth Available | 103.8961 | 5
3213 | 3477 | 916888 | 10088388 | 195409 | DSNRO | Northboro Branch Sewer TS2 | Gravity | Pipe | Buried | OP | CONC | None | 1967-01-01 |  |  | dwg | NI | Transmission | Legacy | 2 |  |  | 4 | 724 | [5 empty] | 65142 | NA |  | 94.05 |  | WSL |  | Te Kawerau a Maki,Ngāti Whātua,Ngāti Maru,Ngāti Whātua o Ōrākei,Ngāti Tamaoho,Te Patukirikiri,Ngāti Whanaunga,Ngāti Tamaterā,Ngāti Pāoa,Ngāi Tai ki Tāmaki,Ngāti Hako,Te Ākitai Waiohua | 1.71 | 2 |  |  |  | no | 1 | 1 | 2 | CCTV NOT Available or Over 30 Years Old & Soil Type Available | 2.2522 | 2 | 2 | 3 | 1 |  | 1 |  | 1.5 | 0.645 | 0.065084 | Modelled Flow Data Used & Depth Available | 94.0508 | 5
3170 | 3434 | 916889 | 10088387 | 196165 | DSNRO | Northboro Branch Sewer TS2 | Gravity | Pipe | Buried | OP | CONC | None | 1967-01-01 |  |  | dwg | NI | Transmission | Legacy | 2 |  |  | 4 | 724 | [5 empty] | 65141 | NA |  | 69.74 |  | WSL |  | Te Kawerau a Maki,Ngāti Whātua,Ngāti Maru,Ngāti Whātua o Ōrākei,Ngāti Tamaoho,Te Patukirikiri,Ngāti Whanaunga,Ngāti Tamaterā,Ngāti Pāoa,Ngāi Tai ki Tāmaki,Ngāti Hako,Te Ākitai Waiohua | 1.71 | 2 |  |  |  | no | 1 | 1 | 2 | CCTV NOT Available or Over 30 Years Old & Soil Type Available | 2.2522 | 2 | 2 | 3 | 1 |  | 1 |  | 1.5 | 0.645 | 0.065084 | Modelled Flow Data Used & Depth Available | 69.7385 | 5
4188 | 4472 | 928959 | 10088384 | 195408 | DSNRO | Northboro Branch Sewer TS2 | Gravity | Pipe | Buried | OP | CONC | None | 1967-01-01 |  |  | dwg | NI | Transmission | Legacy | 2 |  |  | 4 | 724 | [5 empty] | 65138 | NA |  | 64.8 |  | WSL |  | Te Kawerau a Maki,Ngāti Whātua,Ngāti Maru,Ngāti Whātua o Ōrākei,Ngāti Tamaoho,Te Patukirikiri,Ngāti Whanaunga,Ngāti Tamaterā,Ngāti Pāoa,Ngāi Tai ki Tāmaki,Ngāti Hako,Te Ākitai Waiohua | 1.71 | 2 |  |  |  | no | 1 | 1 | 2 | CCTV NOT Available or Over 30 Years Old & Soil Type Available | 2.2522 | 2 | 2 | 3 | 1 |  | 1 |  | 1.5 | 0.645 | 0.065084 | Modelled Flow Data Used & Depth Available | 64.8022 | 5
3372 | 3640 | 929522 | 10088383 | 196164 | DSNRO | Northboro Branch Sewer TS2 | Gravity | Pipe | Buried | OP | CONC | None | 1967-01-01 |  |  | dwg | NI | Transmission | Legacy | 2 |  |  | 4 | 724 | [5 empty] | 65137 | NA |  | 64.73 |  | WSL |  | Te Kawerau a Maki,Ngāti Whātua,Ngāti Maru,Ngāti Whātua o Ōrākei,Ngāti Tamaoho,Te Patukirikiri,Ngāti Whanaunga,Ngāti Tamaterā,Ngāti Pāoa,Ngāi Tai ki Tāmaki,Ngāti Hako,Te Ākitai Waiohua | 1.71 | 2 |  |  |  | no | 1 | 1 | 2 | CCTV NOT Available or Over 30 Years Old & Soil Type Available | 2.2522 | 2 | 2 | 3 | 1 |  | 1 |  | 1.5 | 0.645 | 0.065084 | Modelled Flow Data Used & Depth Available | 64.7251 | 5
4103 | 4385 | 931855 | 10088389 | 196011 | DSNRO | Northboro Branch Sewer TS2 | Gravity | Pipe | Buried | OP | CONC | None | 1967-01-01 |  |  | dwg | NI | Transmission | Legacy | 2 |  |  | 4 | 724 | [5 empty] | 65143 | NA |  | 42.21 |  | WSL |  | Te Kawerau a Maki,Ngāti Whātua,Ngāti Maru,Ngāti Whātua o Ōrākei,Ngāti Tamaoho,Te Patukirikiri,Ngāti Whanaunga,Ngāti Tamaterā,Ngāti Pāoa,Ngāi Tai ki Tāmaki,Ngāti Hako,Te Ākitai Waiohua | 1.71 | 2 |  |  |  | no | 1 | 1 | 2 | CCTV NOT Available or Over 30 Years Old & Soil Type Available | 2.2522 | 2 | 2 | 3 | 1 |  | 1 |  | 1.5 | 0.645 | 0.065084 | Modelled Flow Data Used & Depth Available | 42.2112 | 5
2420 | 2632 | 16600 | 10009008 | 197531 | DSTIT | Titirangi Branch | Rising | Pipe | Buried | OP | DI | None | 1989-06-30 | 3 | 47.98 | dwg | WI | Transmission | Legacy | 2 |  |  | 4 | 250 | [5 empty] | 78100 | NA |  | 461.61 |  | WSL |  | Waikato,Te Kawerau a Maki,Ngāti Whātua,Ngāti Whātua o Ōrākei,Ngāti Tamaoho,Ngāti Tamaterā,Te Ākitai Waiohua | 3 | 3 | 3 | 2002 | te puna wai | no | 5 | 1 | 1 | CCTV Available (20-30 Years Old) & Soil Type Available | 2.252 | 2 | 1 | 4 | 1 |  | 1 | Significant Ecological Area - SEA_T_5539 | 1.5 | 0.71 | 0.2 | Diameter Used For Flow Approximation & Depth Available | 461.6122 | 9
794 | 833 | 14949 | 10008315 | 197544 | DSSP1 | Sylvia Park Rising Main 1 | Rising | Pipe | Buried | OP | AC | None | 1984-06-30 |  |  | dwg | EI | Transmission | Legacy | 2 |  |  | 4 | 375 | [5 empty] | 77457 | NA |  | 340.13 |  | WSL |  | Waikato,Te Kawerau a Maki,Ngāti Whātua,Ngāti Maru,Ngāti Whātua o Ōrākei,Ngāti Tamaoho,Ngāti Whanaunga,Ngāti Tamaterā,Ngāti Pāoa,Ngāi Tai ki Tāmaki,Ngāti Hako,Te Ākitai Waiohua | 4 | 4 | 4 | 2024 | External Source/s | no | 5 | 1 | 2 |  | 2.252 | 2 | 1 | 4 | 1 |  | 1 |  | 1.5 | 0.71 | 0.2 | Diameter Used For Flow Approximation & Depth Available | 340.132 | 15
1532 | 1648 | 17458 | 10006237 | 195078 | DSKOH | Kohimarama Branch | Rising | Pipe | Buried | OP | CONC | None | 1968-06-30 |  |  | dwg | EI | Transmission | Legacy | 2 |  |  | 4 | 280 | [5 empty] | 75628 | NA |  | 243.49 |  | WSL |  | Waikato,Te Kawerau a Maki,Ngāti Whātua,Ngāti Maru,Ngāti Whātua o Ōrākei,Ngāti Tamaoho,Te Patukirikiri,Ngāti Whanaunga,Ngāti Tamaterā,Ngāti Pāoa,Ngāi Tai ki Tāmaki,Ngāti Hako,Te Ākitai Waiohua | 3 | 3 | 3 | 1998 | te puna wai | no | 5 | 1 | 2 | CCTV Available (20-30 Years Old) & Soil Type Available | 2.252 | 2 | 1 | 4 | 1 |  | 1 |  | 1.5 | 0.71 | 0.2 | Diameter Used For Flow Approximation & Depth Available | 243.4909 | 9
2774 | 3018 | 302850 | 10064684 | 196791 | DSPUH | Puhinui Branch | Rising | Pipe | Buried | OP | PE | None | 2009-05-11 |  |  | 0.1s | SI | Transmission | DC11041 | 2 |  |  | 4 | 355 | [5 empty] | 77094 | NA |  | 240.42 |  | WSL |  | Waikato,Te Kawerau a Maki,Ngāti Maru,Ngāti Tamaoho,Ngāti Tamaterā,Ngāi Tai ki Tāmaki,Ngāti Hako,Te Ākitai Waiohua | 1.76 | 2 |  |  |  | no | 5 | 1 | 1 | CCTV NOT Available or Over 30 Years Old & Soil Type Available | 2.252 | 2 | 1 | 4 | 1 |  | 1 |  | 1.5 | 0.71 | 0.2 | Diameter Used For Flow Approximation & Depth Available | 240.4179 | 5
2624 | 2851 | 17687 | 10007832 | 196684 | DSR01 | Rising Main DPPS01 | Rising | Pipe | Buried | OP | AC | CIP | 1957-06-30 |  |  | dwg | OM | Transmission | Legacy | 2 |  |  | 4 | 200 | [5 empty] | 77099 | NA |  | 52.38 |  | WSL |  | Te Kawerau a Maki,Ngāti Whātua,Ngāti Maru,Ngāti Whātua o Ōrākei,Ngāti Tamaoho,Te Patukirikiri,Ngāti Tamaterā,Ngāti Pāoa,Ngāi Tai ki Tāmaki,Ngāti Hako,Te Ākitai Waiohua | 1.76 | 2 |  |  |  | no | 5 | 1 | 1 | CCTV NOT Available or Over 30 Years Old & Soil Type Available | 2.252 | 2 | 1 | 4 | 1 |  | 1 |  | 1.5 | 0.71 | 0.2 | Diameter Used For Flow Approximation & Depth Available | 52.3753 | 5
1410 | 1507 | 17506 | 10005359 | 194703 | DSEDC | Edgars Creek Branch | Rising | Pipe | Buried | OP | AC | None | 1979-06-30 | 0.7 | 1.86 | 1.0g | OM | Transmission | GP08002 | 2 |  |  | 4 | 150 | [5 empty] | 74782 | NA |  | 51.6 |  | WSL |  | Te Kawerau a Maki,Ngāti Whātua,Ngāti Maru,Ngāti Whātua o Ōrākei,Ngāti Tamaoho,Ngāti Tamaterā,Ngāi Tai ki Tāmaki,Ngāti Hako,Te Ākitai Waiohua | 2.4 | 2 | 2 | 1997 | te puna wai | no | 5 | 1 | 2 | CCTV Available (20-30 Years Old) & Soil Type Available | 2.252 | 2 | 1 | 4 | 1 |  | 1 |  | 1.5 | 0.71 | 0.2 | Diameter Used For Flow Approximation & Depth Available | 51.5951 | 5
2694 | 2930 | 17757 | 10007423 | 195996 | DSOTW | Otahuhu West Branch | Rising | Pipe | Buried | OP | CONC | None | 1991-10-31 |  |  | dwg | EI | Transmission | Legacy | 2 |  |  | 4 | 225 | [5 empty] | 76571 | NA |  | 48.49 |  | WSL |  | Waikato,Te Kawerau a Maki,Ngāti Maru,Ngāti Whātua o Ōrākei,Ngāti Tamaoho,Ngāti Tamaterā,Ngāti Pāoa,Ngāi Tai ki Tāmaki,Ngāti Hako,Te Ākitai Waiohua | 1.76 | 2 |  |  |  | no | 5 | 1 | 1 | CCTV NOT Available or Over 30 Years Old & Soil Type Available | 2.252 | 2 | 1 | 4 | 1 |  | 1 |  | 1.5 | 0.71 | 0.2 | Diameter Used For Flow Approximation & Depth Available | 48.4907 | 5
3806 | 4082 | 918599 | 10087811 | 195272 | DSGNH | Greenhithe Branch Sewer TS22 | Siphon | Pipe | Buried | OP | CLS | None | 1996-01-01 |  |  | dwg | NI | Transmission | Legacy | 2 |  |  | 4 | 225 | [5 empty] | 64757 | NA |  | 43.85 |  | WSL |  | Te Kawerau a Maki,Ngāti Whātua,Ngāti Maru,Ngāti Whātua o Kaipara,Ngāti Whātua o Ōrākei,Ngāti Tamaoho,Ngāti Manuhiri,Te Patukirikiri,Ngāti Whanaunga,Ngāti Tamaterā,Ngāti Pāoa,Ngāi Tai ki Tāmaki,Ngāti Hako,Te Ākitai Waiohua | 2.46 | 2 |  |  |  | no | 5 | 1 | 2 | CCTV NOT Available or Over 30 Years Old & Soil Type Available | 2.252 | 2 | 1 | 4 | 1 |  | 1 | Significant Ecological Area - SEA_T_8091A | 1.5 | 0.71 | 0.2 | Diameter Used For Flow Approximation & Depth Available | 43.8457 | 5
2018 | 2205 | 17821 | 10006239 | 195609 | DSKOH | Kohimarama Branch | Rising | Pipe | Buried | OP | PE | None | 2006-04-30 |  |  | dwg | EI | Transmission | DC06032 | 2 |  |  | 4 | 315 | [5 empty] | 75630 | NA |  | 41.8 |  | WSL |  | Waikato,Te Kawerau a Maki,Ngāti Whātua,Ngāti Maru,Ngāti Whātua o Ōrākei,Ngāti Tamaoho,Te Patukirikiri,Ngāti Whanaunga,Ngāti Tamaterā,Ngāti Pāoa,Ngāi Tai ki Tāmaki,Ngāti Hako,Te Ākitai Waiohua | 1.76 | 2 |  |  |  | no | 5 | 1 | 1 | CCTV NOT Available or Over 30 Years Old & Soil Type Available | 2.252 | 2 | 1 | 4 | 1 |  | 1 |  | 1.5 | 0.71 | 0.2 | Diameter Used For Flow Approximation & Depth Available | 41.8043 | 5
4358 | 4651 | 2666664 | 10096660 | 193124 | DPKOH | PS 17 Kohimarama | Rising | Pipe | Buried | OP | PE | None | 2016-03-24 | 2.31 | 2.37 | dwg | EI | Transmission | T0000900 | 2 |  |  | 4 | 180 | [5 empty] | 71046 | NA |  | 33.22 |  | WSL |  | Waikato,Te Kawerau a Maki,Ngāti Whātua,Ngāti Maru,Ngāti Whātua o Ōrākei,Ngāti Tamaoho,Te Patukirikiri,Ngāti Whanaunga,Ngāti Tamaterā,Ngāti Pāoa,Ngāi Tai ki Tāmaki,Ngāti Hako,Te Ākitai Waiohua | 1.76 | 2 |  |  |  | no | 5 | 1 | 1 | CCTV NOT Available or Over 30 Years Old & Soil Type Available | 2.252 | 2 | 1 | 4 | 1 |  | 1 |  | 1.5 | 0.71 | 0.2 | Diameter Used For Flow Approximation & Depth Available | 33.2211 | 5
4357 | 4650 | 2666663 | 10096661 | 193127 | DPKOH | PS 17 Kohimarama | Rising | Pipe | Buried | OP | PE | None | 2016-03-24 | 2.31 | 2.37 | dwg | EI | Transmission | T0000900 | 2 |  |  | 4 | 180 | [5 empty] | 71047 | NA |  | 30.25 |  | WSL |  | Waikato,Te Kawerau a Maki,Ngāti Whātua,Ngāti Maru,Ngāti Whātua o Ōrākei,Ngāti Tamaoho,Te Patukirikiri,Ngāti Whanaunga,Ngāti Tamaterā,Ngāti Pāoa,Ngāi Tai ki Tāmaki,Ngāti Hako,Te Ākitai Waiohua | 1.76 | 2 |  |  |  | no | 5 | 1 | 1 | CCTV NOT Available or Over 30 Years Old & Soil Type Available | 2.252 | 2 | 1 | 4 | 1 |  | 1 |  | 1.5 | 0.71 | 0.2 | Diameter Used For Flow Approximation & Depth Available | 30.2505 | 5
2623 | 2850 | 16450 | 10007833 | 196643 | DSR01 | Rising Main DPPS01 | Rising | Pipe | Buried | OP | AC | CIP | 1957-06-30 |  |  | dwg | OM | Transmission | Legacy | 2 |  |  | 4 | 150 | [5 empty] | 77098 | NA |  | 29.41 |  | WSL |  | Te Kawerau a Maki,Ngāti Whātua,Ngāti Maru,Ngāti Whātua o Ōrākei,Ngāti Tamaoho,Te Patukirikiri,Ngāti Tamaterā,Ngāti Pāoa,Ngāi Tai ki Tāmaki,Ngāti Hako,Te Ākitai Waiohua | 1.76 | 2 |  |  |  | no | 5 | 1 | 1 | CCTV NOT Available or Over 30 Years Old & Soil Type Available | 2.252 | 2 | 1 | 4 | 1 |  | 1 |  | 1.5 | 0.71 | 0.2 | Diameter Used For Flow Approximation & Depth Available | 29.4118 | 5
4356 | 4649 | 2666662 | 10096659 | 192944 | DPKOH | PS 17 Kohimarama | Rising | Pipe | Buried | OP | PE | None | 2016-03-24 | 2.31 | 2.37 | dwg | EI | Transmission | T0000900 | 2 |  |  | 4 | 180 | [5 empty] | 71045 | NA |  | 27.52 |  | WSL |  | Waikato,Te Kawerau a Maki,Ngāti Whātua,Ngāti Maru,Ngāti Whātua o Ōrākei,Ngāti Tamaoho,Te Patukirikiri,Ngāti Whanaunga,Ngāti Tamaterā,Ngāti Pāoa,Ngāi Tai ki Tāmaki,Ngāti Hako,Te Ākitai Waiohua | 1.76 | 2 |  |  |  | no | 5 | 1 | 1 | CCTV NOT Available or Over 30 Years Old & Soil Type Available | 2.252 | 2 | 1 | 4 | 1 |  | 1 |  | 1.5 | 0.71 | 0.2 | Diameter Used For Flow Approximation & Depth Available | 27.5186 | 5
2528 | 2748 | 15599 | 10005575 | 194617 | DSGLD | Glendowie Branch | Siphon | Pipe | Buried | OP | CONC | None | 1966-06-30 | 5.46 | 5.39 | dwg | EI | Transmission | GP06021 | 2 |  |  | 4 | 375 | [5 empty] | 75037 | NA |  | 23.54 |  | WSL |  | Waikato,Te Kawerau a Maki,Ngāti Whātua,Ngāti Maru,Ngāti Whātua o Ōrākei,Ngāti Tamaoho,Te Patukirikiri,Ngāti Whanaunga,Ngāti Tamaterā,Ngāti Pāoa,Ngāi Tai ki Tāmaki,Ngāti Hako,Te Ākitai Waiohua | 2.58 | 3 | 2 | 2002 | te puna wai | no | 5 | 3 | 2 | CCTV Available (20-30 Years Old) & Soil Type Available | 2.252 | 2 | 1 | 4 | 1 |  | 1 |  | 1.5 | 0.71 | 0.2 | Diameter Used For Flow Approximation & Depth Available | 23.5417 | 9
3249 | 3513 | 918820 | 10089010 | 197440 | DSWAU | Wairau Branch Sewer TS4 | Rising | Pipe | Buried | OP | PE | None | 2003-12-01 |  |  | dwg | NI | Transmission | Legacy | 2 |  |  | 4 | 355 | [5 empty] | 65495 | NA |  | 20.18 |  | WSL |  | Te Kawerau a Maki,Ngāti Whātua,Ngāti Maru,Ngāti Whātua o Ōrākei,Ngāti Tamaoho,Ngāti Manuhiri,Te Patukirikiri,Ngāti Whanaunga,Ngāti Tamaterā,Ngāti Pāoa,Ngāi Tai ki Tāmaki,Ngāti Hako,Te Ākitai Waiohua | 1.76 | 2 |  |  |  | no | 5 | 1 | 1 | CCTV NOT Available or Over 30 Years Old & Soil Type Available | 2.252 | 2 | 1 | 4 | 1 |  | 1 |  | 1.5 | 0.71 | 0.2 | Diameter Used For Flow Approximation & Depth Available | 20.1837 | 5
1481 | 1584 | 17799 | 10008316 | 196822 | DSSP1 | Sylvia Park Rising Main 1 | Rising | Pipe | Buried | OP | CLS | None | 1984-06-30 |  |  | dwg | EI | Transmission | Legacy | 2 |  |  | 4 | 390 | [5 empty] | 77458 | NA |  | 15.6 |  | WSL |  | Waikato,Te Kawerau a Maki,Ngāti Whātua,Ngāti Maru,Ngāti Whātua o Ōrākei,Ngāti Tamaoho,Ngāti Whanaunga,Ngāti Tamaterā,Ngāti Pāoa,Ngāi Tai ki Tāmaki,Ngāti Hako,Te Ākitai Waiohua | 5 | 5 | 5 | 2024 | External Source/s | no | 5 | 1 | 3 |  | 2.252 | 2 | 1 | 4 | 1 |  | 1 |  | 1.5 | 0.71 | 0.2 | Diameter Used For Flow Approximation & Depth Available | 15.6025 | 19
2625 | 2852 | 17688 | 10007834 | 196531 | DSR01 | Rising Main DPPS01 | Rising | Pipe | Buried | OP | CLS | CIP | 1999-06-30 |  |  | dwg | OM | Transmission | Legacy | 2 |  |  | 4 | 150 | [5 empty] | 77101 | NA |  | 12.54 |  | WSL |  | Te Kawerau a Maki,Ngāti Whātua,Ngāti Maru,Ngāti Whātua o Ōrākei,Ngāti Tamaoho,Te Patukirikiri,Ngāti Tamaterā,Ngāti Pāoa,Ngāi Tai ki Tāmaki,Ngāti Hako,Te Ākitai Waiohua | 1.76 | 2 |  |  |  | no | 5 | 1 | 1 | CCTV NOT Available or Over 30 Years Old & Soil Type Available | 2.252 | 2 | 1 | 4 | 1 |  | 1 |  | 1.5 | 0.71 | 0.2 | Diameter Used For Flow Approximation & Depth Available | 12.5413 | 5
868 | 909 | 17737 | 10000678 | 192912 | DPGND | PS 14 Glendowie | Rising | Pipe | Buried | OP | CLS | None | 1997-08-20 |  |  | dwg | EI | Transmission | Legacy | 2 |  |  | 4 | 300 | [5 empty] | 70608 | NA |  | 9.61 |  | WSL |  | Waikato,Te Kawerau a Maki,Ngāti Whātua,Ngāti Maru,Ngāti Whātua o Ōrākei,Ngāti Tamaoho,Te Patukirikiri,Ngāti Whanaunga,Ngāti Tamaterā,Ngāti Pāoa,Ngāi Tai ki Tāmaki,Ngāti Hako,Te Ākitai Waiohua | 2.46 | 2 |  |  |  | no | 5 | 1 | 2 | CCTV NOT Available or Over 30 Years Old & Soil Type Available | 2.252 | 2 | 1 | 4 | 1 |  | 1 |  | 1.5 | 0.71 | 0.2 | Diameter Used For Flow Approximation & Depth Available | 9.6101 | 5
2017 | 2204 | 25047 | 10001008 | 192940 | DPKOH | PS 17 Kohimarama | Rising | Pipe | Buried | OP | PE | None | 2006-04-30 |  |  | dwg | EI | Transmission | DC06032 | 2 |  |  | 4 | 280 | [5 empty] | 71022 | NA |  | 9.16 |  | WSL |  | Waikato,Te Kawerau a Maki,Ngāti Whātua,Ngāti Maru,Ngāti Whātua o Ōrākei,Ngāti Tamaoho,Te Patukirikiri,Ngāti Whanaunga,Ngāti Tamaterā,Ngāti Pāoa,Ngāi Tai ki Tāmaki,Ngāti Hako,Te Ākitai Waiohua | 1.76 | 2 |  |  |  | no | 5 | 1 | 1 | CCTV NOT Available or Over 30 Years Old & Soil Type Available | 2.252 | 2 | 1 | 4 | 1 |  | 1 |  | 1.5 | 0.71 | 0.2 | Diameter Used For Flow Approximation & Depth Available | 9.1574 | 5
2693 | 2929 | 17759 | 10007425 | 196151 | DSOTW | Otahuhu West Branch | Rising | Pipe | Buried | OP | CONC | None | 1991-10-31 |  |  | dwg | EI | Transmission | Legacy | 2 |  |  | 4 | 225 | [5 empty] | 76573 | NA |  | 6.1 |  | WSL |  | Waikato,Te Kawerau a Maki,Ngāti Maru,Ngāti Whātua o Ōrākei,Ngāti Tamaoho,Ngāti Tamaterā,Ngāti Pāoa,Ngāi Tai ki Tāmaki,Ngāti Hako,Te Ākitai Waiohua | 1.76 | 2 |  |  |  | no | 5 | 1 | 1 | CCTV NOT Available or Over 30 Years Old & Soil Type Available | 2.252 | 2 | 1 | 4 | 1 |  | 1 |  | 1.5 | 0.71 | 0.2 | Diameter Used For Flow Approximation & Depth Available | 6.1041 | 5
3765 | 4040 | 909864 | 10089009 | 82593610 | DSWAU | Wairau Branch Sewer TS4 | Rising | Pipe | Buried | OP | PE | None | 2003-12-01 |  |  | dwg | NI | Transmission | Legacy | 2 |  |  | 4 | 355 | ASBUILT | ASBUILT | ASBUILT | ASBUILT | CONS | 65494 | NA |  | 5.04 | ASBUILT | WSL |  | Te Kawerau a Maki,Ngāti Whātua,Ngāti Maru,Ngāti Whātua o Ōrākei,Ngāti Tamaoho,Ngāti Manuhiri,Te Patukirikiri,Ngāti Whanaunga,Ngāti Tamaterā,Ngāti Pāoa,Ngāi Tai ki Tāmaki,Ngāti Hako,Te Ākitai Waiohua | 1.76 | 2 |  |  |  | no | 5 | 1 | 1 | CCTV NOT Available or Over 30 Years Old & Soil Type Available | 2.252 | 2 | 1 | 4 | 1 |  | 1 |  | 1.5 | 0.71 | 0.2 | Diameter Used For Flow Approximation & Depth Available | 5.0393 | 5
1238 | 1320 | 17689 | 10007835 | 196793 | DSR01 | Rising Main DPPS01 | Rising | Pipe | Buried | OP | PVC-U | CIP | 1999-06-30 |  |  | dwg | OM | Transmission | Legacy | 2 |  |  | 4 | 150 | [5 empty] | 77100 | NA |  | 2.5 |  | WSL |  | Te Kawerau a Maki,Ngāti Whātua,Ngāti Maru,Ngāti Whātua o Ōrākei,Ngāti Tamaoho,Te Patukirikiri,Ngāti Tamaterā,Ngāti Pāoa,Ngāi Tai ki Tāmaki,Ngāti Hako,Te Ākitai Waiohua | 1.76 | 2 |  |  |  | no | 5 | 1 | 1 | CCTV NOT Available or Over 30 Years Old & Soil Type Available | 2.252 | 2 | 1 | 4 | 1 |  | 1 |  | 1.5 | 0.71 | 0.2 | Diameter Used For Flow Approximation & Depth Available | 2.5012 | 5
4375 | 4669 | 2688908 | 10100955 | 196635 | DSPPW | Papatoetoe West Branch | Rising | Pipe | Buried | OP | CONC | None | 2017-02-20 |  |  | dwg | SI | Transmission | T0001046 | 2 |  |  | 4 | 318 | [5 empty] | 77071 | NA |  | 2.13 |  | WSL |  | Waikato,Te Kawerau a Maki,Ngāti Maru,Ngāti Tamaoho,Ngāti Tamaterā,Ngāi Tai ki Tāmaki,Ngāti Hako,Te Ākitai Waiohua | 1.97 | 2 |  |  |  | no | 5 | 3 | 1 | CCTV NOT Available or Over 30 Years Old & Soil Type Available | 2.252 | 2 | 1 | 4 | 1 |  | 1 |  | 1.5 | 0.71 | 0.2 | Diameter Used For Flow Approximation & Depth Available | 2.1257 | 5
872 | 917 | 17756 | 10007422 | 196353 | DSOTW | Otahuhu West Branch | Rising | Pipe | Buried | OP | CLS | None | 1991-10-31 |  |  | dwg | EI | Transmission | Legacy | 2 |  |  | 4 | 225 | [5 empty] | 76570 | NA |  | 1.34 |  | WSL |  | Waikato,Te Kawerau a Maki,Ngāti Maru,Ngāti Whātua o Ōrākei,Ngāti Tamaoho,Ngāti Tamaterā,Ngāti Pāoa,Ngāi Tai ki Tāmaki,Ngāti Hako,Te Ākitai Waiohua | 2.46 | 2 |  |  |  | no | 5 | 1 | 2 | CCTV NOT Available or Over 30 Years Old & Soil Type Available | 2.252 | 2 | 1 | 4 | 1 |  | 1 |  | 1.5 | 0.71 | 0.2 | Diameter Used For Flow Approximation & Depth Available | 1.3404 | 5
1971 | 2156 | 25048 | 10001007 | 192943 | DPKOH | PS 17 Kohimarama | Rising | Pipe | In Chamber | OP | MS | None | 2006-04-30 |  |  | dwg | EI | Transmission | DC06032 | 2 |  |  | 4 | 250 | [5 empty] | 71021 | NA |  | 1.2 |  | WSL |  | Waikato,Te Kawerau a Maki,Ngāti Whātua,Ngāti Maru,Ngāti Whātua o Ōrākei,Ngāti Tamaoho,Te Patukirikiri,Ngāti Whanaunga,Ngāti Tamaterā,Ngāti Pāoa,Ngāi Tai ki Tāmaki,Ngāti Hako,Te Ākitai Waiohua | 1.76 | 2 |  |  |  | no | 5 | 1 | 1 | CCTV NOT Available or Over 30 Years Old & Soil Type Available | 2.252 | 2 | 1 | 4 | 1 |  | 1 |  | 1.5 | 0.71 | 0.2 | Diameter Used For Flow Approximation & Depth Available | 1.2007 | 5
2016 | 2203 | 25046 | 10001006 | 193116 | DPKOH | PS 17 Kohimarama | Rising | Pipe | In Chamber | OP | CLS | None | 2006-04-30 |  |  | dwg | EI | Transmission | DC06032 | 2 |  |  | 4 | 250 | [5 empty] | 71020 | NA |  | 1.2 |  | WSL |  | Waikato,Te Kawerau a Maki,Ngāti Whātua,Ngāti Maru,Ngāti Whātua o Ōrākei,Ngāti Tamaoho,Te Patukirikiri,Ngāti Whanaunga,Ngāti Tamaterā,Ngāti Pāoa,Ngāi Tai ki Tāmaki,Ngāti Hako,Te Ākitai Waiohua | 1.76 | 2 |  |  |  | no | 5 | 1 | 1 | CCTV NOT Available or Over 30 Years Old & Soil Type Available | 2.252 | 2 | 1 | 4 | 1 |  | 1 |  | 1.5 | 0.71 | 0.2 | Diameter Used For Flow Approximation & Depth Available | 1.2007 | 5
874 | 919 | 17760 | 10007426 | 196647 | DSOTW | Otahuhu West Branch | Rising | Pipe | Buried | OP | CLS | None | 1991-10-31 |  |  | dwg | EI | Transmission | Legacy | 2 |  |  | 4 | 225 | [5 empty] | 76574 | NA |  | 1.09 |  | WSL |  | Waikato,Te Kawerau a Maki,Ngāti Maru,Ngāti Whātua o Ōrākei,Ngāti Tamaoho,Ngāti Tamaterā,Ngāti Pāoa,Ngāi Tai ki Tāmaki,Ngāti Hako,Te Ākitai Waiohua | 2.46 | 2 |  |  |  | no | 5 | 1 | 2 | CCTV NOT Available or Over 30 Years Old & Soil Type Available | 2.252 | 2 | 1 | 4 | 1 |  | 1 |  | 1.5 | 0.71 | 0.2 | Diameter Used For Flow Approximation & Depth Available | 1.095 | 5
873 | 918 | 17758 | 10007424 | 196493 | DSOTW | Otahuhu West Branch | Rising | Pipe | Buried | OP | CLS | None | 1991-10-31 |  |  | dwg | EI | Transmission | Legacy | 2 |  |  | 4 | 225 | [5 empty] | 76572 | NA |  | 1.03 |  | WSL |  | Waikato,Te Kawerau a Maki,Ngāti Maru,Ngāti Whātua o Ōrākei,Ngāti Tamaoho,Ngāti Tamaterā,Ngāti Pāoa,Ngāi Tai ki Tāmaki,Ngāti Hako,Te Ākitai Waiohua | 2.46 | 2 |  |  |  | no | 5 | 1 | 2 | CCTV NOT Available or Over 30 Years Old & Soil Type Available | 2.252 | 2 | 1 | 4 | 1 |  | 1 |  | 1.5 | 0.71 | 0.2 | Diameter Used For Flow Approximation & Depth Available | 1.0331 | 5
875 | 920 | 17761 | 10007427 | 195997 | DSOTW | Otahuhu West Branch | Rising | Pipe | Buried | OP | CLS | None | 1992-06-30 |  |  | dwg | EI | Transmission | Legacy | 2 |  |  | 4 | 225 | [5 empty] | 76575 | NA |  | 0.81 |  | WSL |  | Waikato,Te Kawerau a Maki,Ngāti Maru,Ngāti Whātua o Ōrākei,Ngāti Tamaoho,Ngāti Tamaterā,Ngāti Pāoa,Ngāi Tai ki Tāmaki,Ngāti Hako,Te Ākitai Waiohua | 2.46 | 2 |  |  |  | no | 5 | 1 | 2 | CCTV NOT Available or Over 30 Years Old & Soil Type Available | 2.252 | 2 | 1 | 4 | 1 |  | 1 |  | 1.5 | 0.71 | 0.2 | Diameter Used For Flow Approximation & Depth Available | 0.8053 | 5
2015 | 2202 | 25045 | 10006240 | 195079 | DSKOH | Kohimarama Branch | Rising | Pipe | Buried | OP | PE | None | 2006-04-30 |  |  | dwg | EI | Transmission | DC06032 | 2 |  |  | 4 | 280 | [5 empty] | 75631 | NA |  | 0.76 |  | WSL |  | Waikato,Te Kawerau a Maki,Ngāti Whātua,Ngāti Maru,Ngāti Whātua o Ōrākei,Ngāti Tamaoho,Te Patukirikiri,Ngāti Whanaunga,Ngāti Tamaterā,Ngāti Pāoa,Ngāi Tai ki Tāmaki,Ngāti Hako,Te Ākitai Waiohua | 1.76 | 2 |  |  |  | no | 5 | 1 | 1 | CCTV NOT Available or Over 30 Years Old & Soil Type Available | 2.252 | 2 | 1 | 4 | 1 |  | 1 |  | 1.5 | 0.71 | 0.2 | Diameter Used For Flow Approximation & Depth Available | 0.75923 | 5
1970 | 2155 | 25049 | 10099187 | 192945 | DPKOH | PS 17 Kohimarama | Rising | Pipe | In Chamber | OP | CLS | None | 1968-06-30 | 1.06 | 14.28 | dwg | EI | Transmission | Legacy | 2 |  |  | 4 | 250 | [5 empty] | 71024 | NA |  | 0.42 |  | WSL |  | Waikato,Te Kawerau a Maki,Ngāti Whātua,Ngāti Maru,Ngāti Whātua o Ōrākei,Ngāti Tamaoho,Te Patukirikiri,Ngāti Whanaunga,Ngāti Tamaterā,Ngāti Pāoa,Ngāi Tai ki Tāmaki,Ngāti Hako,Te Ākitai Waiohua | 4.58 | 5 |  |  |  | no | 5 | 1 | 5 | CCTV NOT Available or Over 30 Years Old & Soil Type Available | 2.252 | 2 | 1 | 4 | 1 |  | 1 |  | 1.5 | 0.71 | 0.2 | Diameter Used For Flow Approximation & Depth Available | 0.41979 | 19
1530 | 1645 | 25044 | 10006238 | 195228 | DSKOH | Kohimarama Branch | Rising | Pipe | Buried | OP | CLS | None | 1968-06-30 |  |  | dwg | EI | Transmission | Legacy | 2 |  |  | 4 | 280 | [5 empty] | 75629 | NA |  | 0.3 |  | WSL |  | Waikato,Te Kawerau a Maki,Ngāti Whātua,Ngāti Maru,Ngāti Whātua o Ōrākei,Ngāti Tamaoho,Te Patukirikiri,Ngāti Whanaunga,Ngāti Tamaterā,Ngāti Pāoa,Ngāi Tai ki Tāmaki,Ngāti Hako,Te Ākitai Waiohua | 4.58 | 5 |  |  |  | no | 5 | 1 | 5 | CCTV NOT Available or Over 30 Years Old & Soil Type Available | 2.252 | 2 | 1 | 4 | 1 |  | 1 |  | 1.5 | 0.71 | 0.2 | Diameter Used For Flow Approximation & Depth Available | 0.30477 | 19
1905 | 2082 | 16122 | 10006518 | 195366 | DSMGB | Mangere Bridge Branch | Rising | Pipe | Buried | OP | AC | None | 1964-06-30 |  | 15.4 | dwg | WI | Transmission | Legacy | 2 |  |  | 4 | 200 | [5 empty] | 75836 | NA |  | 374.2 |  | WSL |  | Waikato,Te Kawerau a Maki,Ngāti Maru,Ngāti Whātua o Ōrākei,Ngāti Tamaoho,Ngāti Tamaterā,Ngāi Tai ki Tāmaki,Ngāti Hako,Te Ākitai Waiohua | 4.21 | 4 | 3 | 1998 | te puna wai | no | 3 | 3 | 5 | CCTV Available (20-30 Years Old) & Soil Type Available | 2.252 | 2 | 1 | 4 | 1 |  | 1 | Aquifer - Auckland Isthmus Volcanic Aquifer | 1.5 | 0.71 | 0.2 | Diameter Used For Flow Approximation & Depth Available | 374.1974 | 15
4065 | 4344 | 927347 | 10089773 | 194376 | DSBLA | Black Rock Branch Sewer TS6A | Rising | Pipe | Buried | OP | CLS | None | 1961-01-01 |  |  | dwg | NI | Transmission | Legacy | 2 |  |  | 4 | 390 | [5 empty] | 64319 | NA |  | 226.18 |  | WSL |  | Te Kawerau a Maki,Ngāti Whātua,Ngāti Maru,Ngāti Whātua o Ōrākei,Ngāti Tamaoho,Ngāti Manuhiri,Te Patukirikiri,Ngāti Whanaunga,Ngāti Tamaterā,Ngāti Pāoa,Ngāi Tai ki Tāmaki,Ngāti Hako,Te Ākitai Waiohua | 4.41 | 4 |  |  |  | no | 3 | 3 | 5 | CCTV NOT Available or Over 30 Years Old & Soil Type Available | 2.252 | 2 | 1 | 4 | 1 |  | 1 |  | 1.5 | 0.71 | 0.2 | Diameter Used For Flow Approximation & Depth Available | 226.1784 | 15
879 | 925 | 17067 | 10007768 | 196285 | DSPPR | Pikes Point Rising Main | Rising | Pipe | Buried | OP | AC | None | 1968-06-30 | 0 | 6.64 | dwg | WI | Transmission | Legacy | 2 |  |  | 4 | 200 | [5 empty] | 77054 | NA |  | 165.03 |  | WSL |  | Waikato,Te Kawerau a Maki,Ngāti Whātua,Ngāti Maru,Ngāti Whātua o Ōrākei,Ngāti Tamaoho,Ngāti Tamaterā,Ngāti Pāoa,Ngāi Tai ki Tāmaki,Ngāti Hako,Te Ākitai Waiohua | 4.41 | 4 |  |  |  | no | 3 | 3 | 5 | CCTV NOT Available or Over 30 Years Old & Soil Type Available | 2.252 | 2 | 1 | 4 | 1 |  | 1 | Aquifer - Mt Wellington Volcanic Aquifer | 1.5 | 0.71 | 0.2 | Diameter Used For Flow Approximation & Depth Available | 165.0309 | 15
3879 | 4156 | 917329 | 10088445 | 195640 | DSNRO | Northboro Branch Sewer TS2 | Rising | Pipe | Buried | OP | CLS | None | 1967-01-01 |  |  | dwg | NI | Transmission | Legacy | 2 |  |  | 4 | 390 | [5 empty] | 65169 | NA |  | 74.11 |  | WSL |  | Te Kawerau a Maki,Ngāti Whātua,Ngāti Maru,Ngāti Whātua o Ōrākei,Ngāti Tamaoho,Te Patukirikiri,Ngāti Whanaunga,Ngāti Tamaterā,Ngāti Pāoa,Ngāi Tai ki Tāmaki,Ngāti Hako,Te Ākitai Waiohua | 4.41 | 4 |  |  |  | no | 3 | 3 | 5 | CCTV NOT Available or Over 30 Years Old & Soil Type Available | 2.252 | 2 | 1 | 4 | 1 |  | 1 |  | 1.5 | 0.71 | 0.2 | Diameter Used For Flow Approximation & Depth Available | 74.1145 | 15
4490 | 4787 | 4564737 | 10108439 | 197862 | DPWYQ | PS 85 Wynyard Quarter Pump Station | Rising | Pipe | In Chamber | OP | ELS | None | 2018-05-08 |  |  | dwg | OM | Transmission | T0001298A | 2 |  |  | 4 | 250 | [5 empty] | 172552 | NA |  | 10.17 |  | WSL |  | Te Kawerau a Maki,Ngāti Whātua,Ngāti Maru,Ngāti Whātua o Ōrākei,Ngāti Tamaoho,Te Patukirikiri,Ngāti Tamaterā,Ngāti Pāoa,Ngāi Tai ki Tāmaki,Ngāti Hako,Te Ākitai Waiohua | 1.59 | 2 |  |  |  | no | 3 | 3 | 1 | CCTV NOT Available or Over 30 Years Old & Soil Type Available | 2.252 | 2 | 1 | 4 | 1 |  | 1 |  | 1.5 | 0.71 | 0.2 | Diameter Used For Flow Approximation & Depth Available | 10.1669 | 5
3023 | 3284 | 2569223 | 10089102 | 192893 | DPBLA | Black Rock Pump Station | Rising | Pipe | Buried | OP | CLS | None | 1961-01-01 |  |  | dwg | NI | Transmission | Legacy | 2 |  |  | 4 | 390 | [5 empty] | 62963 | NA |  | 6.84 |  | WSL |  | Te Kawerau a Maki,Ngāti Whātua,Ngāti Maru,Ngāti Whātua o Ōrākei,Ngāti Tamaoho,Ngāti Manuhiri,Te Patukirikiri,Ngāti Whanaunga,Ngāti Tamaterā,Ngāti Pāoa,Ngāi Tai ki Tāmaki,Ngāti Hako,Te Ākitai Waiohua | 4.41 | 4 |  |  |  | no | 3 | 3 | 5 | CCTV NOT Available or Over 30 Years Old & Soil Type Available | 2.252 | 2 | 1 | 4 | 1 |  | 1 |  | 1.5 | 0.71 | 0.2 | Diameter Used For Flow Approximation & Depth Available | 6.8399 | 15
4489 | 4786 | 4564736 | 10107389 | 193305 | DPWYQ | PS 85 Wynyard Quarter Pump Station | Rising | Pipe | In Chamber | OP | ELS | None | 2018-05-08 |  |  | dwg | OM | Transmission | T0001298A | 2 |  |  | 4 | 250 | [5 empty] | 73841 | NA |  | 5.43 |  | WSL |  | Te Kawerau a Maki,Ngāti Whātua,Ngāti Maru,Ngāti Whātua o Ōrākei,Ngāti Tamaoho,Te Patukirikiri,Ngāti Tamaterā,Ngāti Pāoa,Ngāi Tai ki Tāmaki,Ngāti Hako,Te Ākitai Waiohua | 1.59 | 2 |  |  |  | no | 3 | 3 | 1 | CCTV NOT Available or Over 30 Years Old & Soil Type Available | 2.252 | 2 | 1 | 4 | 1 |  | 1 |  | 1.5 | 0.71 | 0.2 | Diameter Used For Flow Approximation & Depth Available | 5.4312 | 5
1658 | 1808 | 17408 | 10005360 | 194197 | DSEDC | Edgars Creek Branch | Rising | Pipe | Buried | OP | CLS | None | 1979-06-30 |  |  | dwg | OM | Transmission | Legacy | 2 |  |  | 4 | 150 | [5 empty] | 74783 | NA |  | 3.4 |  | WSL |  | Te Kawerau a Maki,Ngāti Whātua,Ngāti Maru,Ngāti Whātua o Ōrākei,Ngāti Tamaoho,Ngāti Tamaterā,Ngāi Tai ki Tāmaki,Ngāti Hako,Te Ākitai Waiohua | 3.92 | 4 |  |  |  | no | 3 | 5 | 4 | CCTV NOT Available or Over 30 Years Old & Soil Type Available | 2.252 | 2 | 1 | 4 | 1 |  | 1 | Mana Whenua - Ōpoutūkeha | 1.5 | 0.71 | 0.2 | Diameter Used For Flow Approximation & Depth Available | 3.4041 | 15
1907 | 2084 | 17871 | 10099191 | 192953 | DPMGB | PS 36 Mangere Bridge | Rising | Pipe | Buried | OP | CLS | None | 1994-06-30 |  |  | dwg | WI | Transmission | Legacy | 2 |  |  | 4 | 200 | [5 empty] | 71241 | NA |  | 3.05 |  | WSL |  | Waikato,Te Kawerau a Maki,Ngāti Maru,Ngāti Whātua o Ōrākei,Ngāti Tamaoho,Ngāti Tamaterā,Ngāi Tai ki Tāmaki,Ngāti Hako,Te Ākitai Waiohua | 2.29 | 2 |  |  |  | no | 3 | 3 | 2 | CCTV NOT Available or Over 30 Years Old & Soil Type Available | 2.252 | 2 | 1 | 4 | 1 |  | 1 | Aquifer - Auckland Isthmus Volcanic Aquifer | 1.5 | 0.71 | 0.2 | Diameter Used For Flow Approximation & Depth Available | 3.0471 | 5
1826 | 1990 | 17690 | 10099242 | 194859 | DSEDC | Edgars Creek Branch | Rising | Pipe | Buried | OP | CLS | None | 1979-06-30 |  |  | dwg | OM | Transmission | Legacy | 2 |  |  | 4 | 150 | [5 empty] | 74784 | NA |  | 2.8 |  | WSL |  | Te Kawerau a Maki,Ngāti Whātua,Ngāti Maru,Ngāti Whātua o Ōrākei,Ngāti Tamaoho,Ngāti Tamaterā,Ngāi Tai ki Tāmaki,Ngāti Hako,Te Ākitai Waiohua | 3.92 | 4 |  |  |  | no | 3 | 5 | 4 | CCTV NOT Available or Over 30 Years Old & Soil Type Available | 2.252 | 2 | 1 | 4 | 1 |  | 1 | Mana Whenua - Ōpoutūkeha | 1.5 | 0.71 | 0.2 | Diameter Used For Flow Approximation & Depth Available | 2.7955 | 15
4378 | 4672 | 2688926 | 10100961 | 196377 | DSONT | Onehunga Tradewaste | Rising | Pipe | Buried | OP | CONC | None | 2017-02-20 |  |  | dwg | WI | Transmission | T0001046 | 2 |  |  | 4 | 318 | [5 empty] | 76188 | NA |  | 1.74 |  | WSL |  | Waikato,Te Kawerau a Maki,Ngāti Whātua,Ngāti Maru,Ngāti Whātua o Ōrākei,Ngāti Tamaoho,Ngāti Tamaterā,Ngāti Pāoa,Ngāi Tai ki Tāmaki,Ngāti Hako,Te Ākitai Waiohua | 1.59 | 2 |  |  |  | no | 3 | 3 | 1 | CCTV NOT Available or Over 30 Years Old & Soil Type Available | 2.252 | 2 | 1 | 4 | 1 |  | 1 | Aquifer - Mt Wellington Volcanic Aquifer | 1.5 | 0.71 | 0.2 | Diameter Used For Flow Approximation & Depth Available | 1.7433 | 5
1906 | 2083 | 17868 | 10001310 | 192955 | DPMGB | PS 36 Mangere Bridge | Rising | Pipe | Buried | OP | CLS | None | 1994-06-30 |  |  | dwg | WI | Transmission | Legacy | 2 |  |  | 4 | 200 | [5 empty] | 71234 | NA |  | 1.54 |  | WSL |  | Waikato,Te Kawerau a Maki,Ngāti Maru,Ngāti Whātua o Ōrākei,Ngāti Tamaoho,Ngāti Tamaterā,Ngāi Tai ki Tāmaki,Ngāti Hako,Te Ākitai Waiohua | 2.29 | 2 |  |  |  | no | 3 | 3 | 2 | CCTV NOT Available or Over 30 Years Old & Soil Type Available | 2.252 | 2 | 1 | 4 | 1 |  | 1 | Aquifer - Auckland Isthmus Volcanic Aquifer | 1.5 | 0.71 | 0.2 | Diameter Used For Flow Approximation & Depth Available | 1.5435 | 5
4813 | 762510 | 5871930 | 0 | 1 |  |  | Rising | Pipe | Buried | OP |  | None |  |  |  | 0.1s |  | Transmission |  | 1 |  |  |  | 0 | ASBUILT | ASBUILT | ASBUILT | ASBUILT | CONS |  |  |  | 0 | ASBUILT | WSL |  |  | 3 | 3 |  |  |  | no | 3 | 3 | 3 | CCTV NOT Available or Over 30 Years Old & Soil Type Not Available | 2.252 | 2 | 1 | 4 | 1 |  | 1 |  | 1.5 | 0.71 | 0.2 | Diameter Used For Flow Approximation & Depth Available | 852.0956 | 9
4806 | 762268 | 5871929 | 0 | 1 | DS | Northern Interceptor | Rising | Pipe | Buried | OP | PE | None | 2022-01-01 |  |  | 0.1s | NI | Transmission |  | 1 |  |  |  | 0 | ASBUILT | ASBUILT | ASBUILT | ASBUILT | CONS |  |  |  | 0 | ASBUILT | WSL |  |  | 1.59 | 2 |  |  |  | no | 3 | 3 | 1 | CCTV NOT Available or Over 30 Years Old & Soil Type Not Available | 2.252 | 2 | 1 | 4 | 1 |  | 1 |  | 1.5 | 0.71 | 0.2 | Diameter Used For Flow Approximation & Depth Available | 22.0825 | 5
2720 | 2958 | 27081 | 10099310 | 197689 | DSTEN | Te Atatu North Branch | Rising | Pipe | Buried | OP | PE | None | 2006-12-20 | 1.41 | 18.98 | 0.1s | WI | Transmission | DC08014 | 2 |  |  | 4 | 315 | [5 empty] | 77912 | NA |  | 821.95 |  | WSL |  | Te Kawerau a Maki,Ngāti Whātua,Ngāti Whātua o Ōrākei,Ngāti Tamaoho,Ngāti Tamaterā,Te Ākitai Waiohua | 1.21 | 1 |  |  |  | no | 1 | 3 | 1 | CCTV NOT Available or Over 30 Years Old & Soil Type Available | 2.252 | 2 | 1 | 4 | 1 |  | 1 |  | 1.5 | 0.71 | 0.2 | Diameter Used For Flow Approximation & Depth Available | 821.9535 | 2
4662 | 735671 | 5640022 | 0 | 82638845 | DSDRU | Drury Branch Sewer | Rising | Pipe | Buried | OP | PE | None | 2020-12-01 |  |  | 0.1s | SI | Transmission | 2013131 | 2 |  |  |  | 315 | ASBUILT | ASBUILT | ASBUILT | ASBUILT | CONS | 82593624 |  |  | 554 | ASBUILT | WSL |  | Waikato,Ngāti Maru,Ngāti Tamaoho,Ngāti Tamaterā,Ngāti Pāoa,Ngāi Tai ki Tāmaki,Ngāti Hako,Te Ākitai Waiohua | 1.21 | 1 |  |  |  | no | 1 | 3 | 1 | CCTV NOT Available or Over 30 Years Old & Soil Type Available | 2.252 | 2 | 1 | 4 | 1 |  | 1 |  | 1.5 | 0.71 | 0.2 | Diameter Used For Flow Approximation & Depth Available | 554.2833 | 2
3436 | 3709 | 935166 | 10087867 | 195130 | DSGNH | Greenhithe Branch Sewer TS22 | Rising | Pipe | Buried | OP | CLS | None | 1991-01-01 |  |  | dwg | NI | Transmission | Legacy | 2 |  |  | 4 | 315 | [5 empty] | 64795 | NA |  | 357.44 |  | WSL |  | Te Kawerau a Maki,Ngāti Whātua,Ngāti Maru,Ngāti Whātua o Kaipara,Ngāti Whātua o Ōrākei,Ngāti Tamaoho,Ngāti Manuhiri,Ngāti Whanaunga,Ngāti Tamaterā,Ngāti Pāoa,Ngāi Tai ki Tāmaki,Ngāti Hako,Te Ākitai Waiohua | 1.71 | 2 |  |  |  | no | 1 | 1 | 2 | CCTV NOT Available or Over 30 Years Old & Soil Type Available | 2.252 | 2 | 1 | 4 | 1 |  | 1 |  | 1.5 | 0.71 | 0.2 | Diameter Used For Flow Approximation & Depth Available | 357.438 | 5
2689 | 2925 | 14816 | 10007389 | 196332 | DSOTN | Otahuhu North Branch | Rising | Pipe | Buried | OP | CONC | None | 1965-06-30 |  | 19.48 | dwg | EI | Transmission | Legacy | 2 |  |  | 4 | 280 | [5 empty] | 76547 | NA |  | 315.8 |  | WSL |  | Waikato,Te Kawerau a Maki,Ngāti Maru,Ngāti Whātua o Ōrākei,Ngāti Tamaoho,Ngāti Tamaterā,Ngāti Pāoa,Ngāi Tai ki Tāmaki,Ngāti Hako,Te Ākitai Waiohua | 1.71 | 2 |  |  |  | no | 1 | 1 | 2 | CCTV NOT Available or Over 30 Years Old & Soil Type Available | 2.252 | 2 | 1 | 4 | 1 |  | 1 | Aquifer - Auckland Isthmus Volcanic Aquifer | 1.5 | 0.71 | 0.2 | Diameter Used For Flow Approximation & Depth Available | 315.7978 | 5
4342 | 4632 | 2642114 | 10095832 | 195542 | DSMSN | Massey North Branch | Rising | Pipe | Buried | OP | PE | None | 2014-07-07 | 39.14 | 47.35 | dwg | WI | Transmission | T0000828 | 2 |  |  | 4 | 355 | [5 empty] | 75948 | NA |  | 310.08 |  | WSL |  | Te Kawerau a Maki,Ngāti Whātua,Ngāti Maru,Ngāti Whātua o Kaipara,Ngāti Whātua o Ōrākei,Ngāti Tamaoho,Ngāti Manuhiri,Ngāti Tamaterā,Ngāti Hako,Te Ākitai Waiohua | 1.21 | 1 |  |  |  | no | 1 | 3 | 1 | CCTV NOT Available or Over 30 Years Old & Soil Type Available | 2.252 | 2 | 1 | 4 | 1 |  | 1 |  | 1.5 | 0.71 | 0.2 | Diameter Used For Flow Approximation & Depth Available | 310.0828 | 2
2661 | 2889 | 14973 | 10007394 | 196130 | DSOTN | Otahuhu North Branch | Rising | Pipe | Buried | OP | DI | None | 1989-06-30 | 0 | 0 | dwg | EI | Transmission | Legacy | 2 |  |  | 4 | 150 | [5 empty] | 76551 | NA |  | 306.49 |  | WSL |  | Waikato,Te Kawerau a Maki,Ngāti Maru,Ngāti Whātua o Ōrākei,Ngāti Tamaoho,Ngāti Whanaunga,Ngāti Tamaterā,Ngāti Pāoa,Ngāi Tai ki Tāmaki,Ngāti Hako,Te Ākitai Waiohua | 1.21 | 1 |  |  |  | no | 1 | 3 | 1 | CCTV NOT Available or Over 30 Years Old & Soil Type Available | 2.252 | 2 | 1 | 4 | 1 |  | 1 |  | 1.5 | 0.71 | 0.2 | Diameter Used For Flow Approximation & Depth Available | 306.4867 | 2
1076 | 1136 | 17049 | 10005517 | 194880 | DSFAR | Favona Rising Main | Rising | Pipe | Buried | OP | AC | None | 1964-06-30 | -3.08 | 3.93 | dwg | EI | Transmission | Legacy | 2 |  |  | 4 | 250 | [5 empty] | 74971 | NA |  | 246.88 |  | WSL |  | Waikato,Te Kawerau a Maki,Ngāti Maru,Ngāti Whātua o Ōrākei,Ngāti Tamaoho,Ngāti Tamaterā,Ngāi Tai ki Tāmaki,Ngāti Hako,Te Ākitai Waiohua | 4.03 | 4 |  |  |  | no | 1 | 3 | 5 | CCTV NOT Available or Over 30 Years Old & Soil Type Available | 2.252 | 2 | 1 | 4 | 1 |  | 1 |  | 1.5 | 0.71 | 0.2 | Diameter Used For Flow Approximation & Depth Available | 246.8841 | 15
2666 | 2899 | 17788 | 10095354 | 195976 | DSOTN | Otahuhu North Branch | Rising | Pipe | Buried | OP | CONC | None | 1965-06-30 |  |  | dwg | EI | Transmission | Legacy | 2 |  |  | 4 | 280 | [5 empty] | 76549 | NA |  | 223.13 |  | WSL |  | Waikato,Te Kawerau a Maki,Ngāti Maru,Ngāti Whātua o Ōrākei,Ngāti Tamaoho,Ngāti Tamaterā,Ngāti Pāoa,Ngāi Tai ki Tāmaki,Ngāti Hako,Te Ākitai Waiohua | 1.71 | 2 |  |  |  | no | 1 | 1 | 2 | CCTV NOT Available or Over 30 Years Old & Soil Type Available | 2.252 | 2 | 1 | 4 | 1 |  | 1 | Aquifer - Auckland Isthmus Volcanic Aquifer | 1.5 | 0.71 | 0.2 | Diameter Used For Flow Approximation & Depth Available | 223.1301 | 5
1983 | 2170 | 17768 | 10007792 | 196783 | DSPPW | Papatoetoe West Branch | Rising | Pipe | Buried | OP | CONC | None | 1960-06-30 |  |  | dwg | SI | Transmission | Legacy | 2 |  |  | 4 | 280 | [5 empty] | 77068 | NA |  | 213.84 |  | WSL |  | Waikato,Te Kawerau a Maki,Ngāti Maru,Ngāti Tamaoho,Ngāti Tamaterā,Ngāi Tai ki Tāmaki,Ngāti Hako,Te Ākitai Waiohua | 2.62 | 3 |  |  |  | no | 1 | 3 | 3 | CCTV NOT Available or Over 30 Years Old & Soil Type Available | 2.252 | 2 | 1 | 4 | 1 |  | 1 |  | 1.5 | 0.71 | 0.2 | Diameter Used For Flow Approximation & Depth Available | 213.8404 | 9
3410 | 3683 | 934329 | 10087869 | 195280 | DSGNH | Greenhithe Branch Sewer TS22 | Rising | Pipe | Buried | OP | CLS | None | 1990-01-01 |  |  | dwg | NI | Transmission | Legacy | 2 |  |  | 4 | 315 | [5 empty] | 64797 | NA |  | 198.69 |  | WSL |  | Te Kawerau a Maki,Ngāti Whātua,Ngāti Maru,Ngāti Whātua o Kaipara,Ngāti Whātua o Ōrākei,Ngāti Tamaoho,Ngāti Manuhiri,Ngāti Whanaunga,Ngāti Tamaterā,Ngāti Pāoa,Ngāi Tai ki Tāmaki,Ngāti Hako,Te Ākitai Waiohua | 1.92 | 2 |  |  |  | no | 1 | 3 | 2 | CCTV NOT Available or Over 30 Years Old & Soil Type Available | 2.252 | 2 | 1 | 4 | 1 |  | 1 |  | 1.5 | 0.71 | 0.2 | Diameter Used For Flow Approximation & Depth Available | 198.6916 | 5
3523 | 3796 | 934232 | 10087868 | 194908 | DSGNH | Greenhithe Branch Sewer TS22 | Rising | Pipe | Buried | OP | CLS | None | 1990-01-01 |  |  | dwg | NI | Transmission | Legacy | 2 |  |  | 4 | 315 | [5 empty] | 64796 | NA |  | 150.54 |  | WSL |  | Te Kawerau a Maki,Ngāti Whātua,Ngāti Maru,Ngāti Whātua o Kaipara,Ngāti Whātua o Ōrākei,Ngāti Tamaoho,Ngāti Manuhiri,Ngāti Whanaunga,Ngāti Tamaterā,Ngāti Pāoa,Ngāi Tai ki Tāmaki,Ngāti Hako,Te Ākitai Waiohua | 1.92 | 2 |  |  |  | no | 1 | 3 | 2 | CCTV NOT Available or Over 30 Years Old & Soil Type Available | 2.252 | 2 | 1 | 4 | 1 |  | 1 |  | 1.5 | 0.71 | 0.2 | Diameter Used For Flow Approximation & Depth Available | 150.5355 | 5
3482 | 3755 | 935141 | 10087870 | 194754 | DSGNH | Greenhithe Branch Sewer TS22 | Rising | Pipe | Buried | OP | CLS | None | 1990-01-01 |  |  | dwg | NI | Transmission | Legacy | 2 |  |  | 4 | 315 | [5 empty] | 64798 | NA |  | 129.35 |  | WSL |  | Te Kawerau a Maki,Ngāti Whātua,Ngāti Maru,Ngāti Whātua o Kaipara,Ngāti Whātua o Ōrākei,Ngāti Tamaoho,Ngāti Manuhiri,Ngāti Whanaunga,Ngāti Tamaterā,Ngāti Pāoa,Ngāi Tai ki Tāmaki,Ngāti Hako,Te Ākitai Waiohua | 1.92 | 2 |  |  |  | no | 1 | 3 | 2 | CCTV NOT Available or Over 30 Years Old & Soil Type Available | 2.252 | 2 | 1 | 4 | 1 |  | 1 |  | 1.5 | 0.71 | 0.2 | Diameter Used For Flow Approximation & Depth Available | 129.3505 | 5
2767 | 3009 | 302831 | 10009147 | 197249 | DSWEY | Weymouth Branch | Rising | Pipe | Buried | OP | PE | None | 2004-04-01 |  |  | dwg | SI | Transmission | DU2107 | 2 |  |  | 4 | 315 | [5 empty] | 66593 | NA |  | 129.32 |  | WSL |  | Waikato,Ngāti Maru,Ngāti Tamaoho,Ngāti Whanaunga,Ngāti Tamaterā,Ngāi Tai ki Tāmaki,Ngāti Hako,Te Ākitai Waiohua | 1 | 1 |  |  |  | no | 1 | 1 | 1 | CCTV NOT Available or Over 30 Years Old & Soil Type Available | 2.252 | 2 | 1 | 4 | 1 |  | 1 |  | 1.5 | 0.71 | 0.2 | Diameter Used For Flow Approximation & Depth Available | 129.3187 | 2
1868 | 2043 | 17316 | 10008329 | 197147 | DSSP2 | Sylvia Park Rising Main 2 | Rising | Pipe | Buried | OP | CLS | None | 1984-06-30 |  |  | dwg | EI | Transmission | Legacy | 2 |  |  | 4 | 390 | [5 empty] | 77471 | NA |  | 60 |  | WSL |  | Waikato,Te Kawerau a Maki,Ngāti Whātua,Ngāti Maru,Ngāti Whātua o Ōrākei,Ngāti Tamaoho,Ngāti Tamaterā,Ngāti Pāoa,Ngāi Tai ki Tāmaki,Ngāti Hako,Te Ākitai Waiohua | 5 | 5 | 5 | 2024 | External Source/s | no | 1 | 3 | 3 |  | 2.252 | 2 | 1 | 4 | 1 |  | 1 |  | 1.5 | 0.71 | 0.2 | Diameter Used For Flow Approximation & Depth Available | 59.998 | 19
3189 | 3453 | 918373 | 10088962 | 197207 | DSTPW | Takapuna West Branch Sewer TS3 | Rising | Pipe | Buried | OP | CLS | None | 1965-01-01 |  |  | dwg | NI | Transmission | Legacy | 2 |  |  | 4 | 390 | [5 empty] | 65469 | NA |  | 55.38 |  | WSL |  | Te Kawerau a Maki,Ngāti Whātua,Ngāti Maru,Ngāti Whātua o Ōrākei,Ngāti Tamaoho,Te Patukirikiri,Ngāti Whanaunga,Ngāti Tamaterā,Ngāti Pāoa,Ngāi Tai ki Tāmaki,Ngāti Hako,Te Ākitai Waiohua | 3.82 | 4 |  |  |  | no | 1 | 1 | 5 | CCTV NOT Available or Over 30 Years Old & Soil Type Available | 2.252 | 2 | 1 | 4 | 1 |  | 1 | Significant Ecological Area - SEA_T_8180 | 1.5 | 0.71 | 0.2 | Diameter Used For Flow Approximation & Depth Available | 55.3838 | 15
3230 | 3494 | 916800 | 10089137 | 193158 | DPMNI | Maunganui Pump Station | Rising | Pipe | Buried | OP | PE | None | 2002-10-09 |  |  | dwg | NI | Transmission | Legacy | 2 |  |  | 4 | 150 | [5 empty] | 63580 | NA |  | 53.66 |  | WSL |  | Te Kawerau a Maki,Ngāti Whātua,Ngāti Maru,Ngāti Whātua o Ōrākei,Ngāti Tamaoho,Ngāti Tamaterā,Ngāti Pāoa,Ngāi Tai ki Tāmaki,Ngāti Hako,Te Ākitai Waiohua | 1 | 1 |  |  |  | no | 1 | 1 | 1 | CCTV NOT Available or Over 30 Years Old & Soil Type Available | 2.252 | 2 | 1 | 4 | 1 |  | 1 | Significant Ecological Area - SEA_T_8178 | 1.5 | 0.71 | 0.2 | Diameter Used For Flow Approximation & Depth Available | 53.664 | 2
1389 | 1483 | 17697 | 10006235 | 195227 | DSKOH | Kohimarama Branch | Rising | Pipe | Buried | OP | CONC | None | 1968-06-30 |  |  | dwg | EI | Transmission | Legacy | 2 |  |  | 4 | 280 | [5 empty] | 75626 | NA |  | 52.32 |  | WSL |  | Waikato,Te Kawerau a Maki,Ngāti Whātua,Ngāti Maru,Ngāti Whātua o Ōrākei,Ngāti Tamaoho,Te Patukirikiri,Ngāti Whanaunga,Ngāti Tamaterā,Ngāti Pāoa,Ngāi Tai ki Tāmaki,Ngāti Hako,Te Ākitai Waiohua | 1.71 | 2 |  |  |  | no | 1 | 1 | 2 | CCTV NOT Available or Over 30 Years Old & Soil Type Available | 2.252 | 2 | 1 | 4 | 1 |  | 1 |  | 1.5 | 0.71 | 0.2 | Diameter Used For Flow Approximation & Depth Available | 52.3203 | 5
3774 | 4049 | 918600 | 10087810 | 194745 | DSGNH | Greenhithe Branch Sewer TS22 | Siphon | Pipe | Buried | OP | CLS | None | 1979-01-01 |  |  | dwg | NI | Transmission | Legacy | 2 |  |  | 4 | 315 | [5 empty] | 64756 | NA |  | 40.1 |  | WSL |  | Te Kawerau a Maki,Ngāti Whātua,Ngāti Maru,Ngāti Whātua o Kaipara,Ngāti Whātua o Ōrākei,Ngāti Tamaoho,Ngāti Manuhiri,Te Patukirikiri,Ngāti Whanaunga,Ngāti Tamaterā,Ngāti Pāoa,Ngāi Tai ki Tāmaki,Ngāti Hako,Te Ākitai Waiohua | 3.12 | 3 |  |  |  | no | 1 | 1 | 4 | CCTV NOT Available or Over 30 Years Old & Soil Type Available | 2.252 | 2 | 1 | 4 | 1 |  | 1 | Significant Ecological Area - SEA_T_8091A | 1.5 | 0.71 | 0.2 | Diameter Used For Flow Approximation & Depth Available | 40.095 | 9
1700 | 1853 | 17318 | 10008330 | 196823 | DSSP2 | Sylvia Park Rising Main 2 | Rising | Pipe | Buried | OP | AC | None | 1984-06-30 |  |  | dwg | EI | Transmission | Legacy | 2 |  |  | 4 | 375 | [5 empty] | 77472 | NA |  | 38.65 |  | WSL |  | Waikato,Te Kawerau a Maki,Ngāti Whātua,Ngāti Maru,Ngāti Whātua o Ōrākei,Ngāti Tamaoho,Ngāti Tamaterā,Ngāti Pāoa,Ngāi Tai ki Tāmaki,Ngāti Hako,Te Ākitai Waiohua | 4 | 4 | 4 | 2024 | External Source/s | no | 1 | 3 | 2 |  | 2.252 | 2 | 1 | 4 | 1 |  | 1 |  | 1.5 | 0.71 | 0.2 | Diameter Used For Flow Approximation & Depth Available | 38.653 | 15
2619 | 2845 | 26284 | 10007352 | 195970 | DSOTN | Otahuhu North Branch | Rising | Pipe | Buried | OP | VC | None | 2005-12-02 | 17.91 | 17.36 | 0.1s | EI | Transmission | DC06034 | 2 |  |  | 4 | 300 | [5 empty] | 76529 | NA |  | 31.92 |  | WSL |  | Waikato,Te Kawerau a Maki,Ngāti Maru,Ngāti Whātua o Ōrākei,Ngāti Tamaoho,Ngāti Tamaterā,Ngāti Pāoa,Ngāi Tai ki Tāmaki,Ngāti Hako,Te Ākitai Waiohua | 3 | 3 | 3 | 2020 | CCTV Footage Review Log South_Latest.xls | no | 1 | 1 | 1 | CCTV Available (0-10 Years Old) & Soil Type Available | 2.252 | 2 | 1 | 4 | 1 |  | 1 | Aquifer - Auckland Isthmus Volcanic Aquifer | 1.5 | 0.71 | 0.2 | Diameter Used For Flow Approximation & Depth Available | 31.9239 | 9
4247 | 4532 | 933512 | 10087864 | 194907 | DSGNH | Greenhithe Branch Sewer TS22 | Rising | Pipe | Buried | OP | PVC-U | None | 1997-01-01 |  |  | dwg | NI | Transmission | Legacy | 2 |  |  | 4 | 300 |  |  |  |  | CONS | 64792 | NA |  | 26.28 |  | WSL |  | Te Kawerau a Maki,Ngāti Whātua,Ngāti Maru,Ngāti Whātua o Kaipara,Ngāti Whātua o Ōrākei,Ngāti Tamaoho,Ngāti Manuhiri,Ngāti Whanaunga,Ngāti Tamaterā,Ngāti Pāoa,Ngāi Tai ki Tāmaki,Ngāti Hako,Te Ākitai Waiohua | 1 | 1 |  |  |  | no | 1 | 1 | 1 | CCTV NOT Available or Over 30 Years Old & Soil Type Available | 2.252 | 2 | 1 | 4 | 1 |  | 1 |  | 1.5 | 0.71 | 0.2 | Diameter Used For Flow Approximation & Depth Available | 26.2842 | 2
2588 | 2811 | 17140 | 10099295 | 197250 | DSWEY | Weymouth Branch | Rising | Pipe | Buried | OP | ABS | None | 1969-06-30 | 4.58 | 17.64 | dwg | SI | Transmission | Legacy | 2 |  |  | 4 | 200 | [5 empty] | 78225 | NA |  | 23.56 |  | WSL |  | Waikato,Ngāti Maru,Ngāti Tamaoho,Ngāti Tamaterā,Ngāi Tai ki Tāmaki,Ngāti Hako,Te Ākitai Waiohua | 2.41 | 2 |  |  |  | no | 1 | 1 | 3 | CCTV NOT Available or Over 30 Years Old & Soil Type Available | 2.252 | 2 | 1 | 4 | 1 |  | 1 |  | 1.5 | 0.71 | 0.2 | Diameter Used For Flow Approximation & Depth Available | 23.5603 | 5
4398 | 4694 | 2714664 | 10102280 | 194089 | DSCWD | Chatswood Branch Sewer TS9 | Rising | Pipe | Exposed | OP | PE |  | 2014-12-01 |  |  | dwg | NI | Transmission | T0001138 | 2 |  |  | 4 | 150 | [5 empty] | 64468 | NA |  | 19.55 |  | WSL |  | Te Kawerau a Maki,Ngāti Whātua,Ngāti Maru,Ngāti Whātua o Ōrākei,Ngāti Tamaoho,Ngāti Tamaterā,Ngāti Pāoa,Ngāi Tai ki Tāmaki,Ngāti Hako,Te Ākitai Waiohua | 1 | 1 |  |  |  | no | 1 | 1 | 1 | CCTV NOT Available or Over 30 Years Old & Soil Type Available | 2.252 | 2 | 1 | 4 | 1 |  | 1 |  | 1.5 | 0.71 | 0.2 | Diameter Used For Flow Approximation & Depth Available | 19.5513 | 2
4332 | 4620 | 2626316 | 10084537 | 192981 | DPOTN | PS 32 Otahuhu North | Rising | Pipe | Buried | OP | PE | None | 2012-06-25 |  |  | dwg | EI | Transmission | T0000618 | 2 |  |  | 4 | 355 | [5 empty] | 72133 | NA |  | 18.86 |  | WSL |  | Waikato,Te Kawerau a Maki,Ngāti Maru,Ngāti Whātua o Ōrākei,Ngāti Tamaoho,Ngāti Tamaterā,Ngāti Pāoa,Ngāi Tai ki Tāmaki,Ngāti Hako,Te Ākitai Waiohua | 1 | 1 |  |  |  | no | 1 | 1 | 1 | CCTV NOT Available or Over 30 Years Old & Soil Type Available | 2.252 | 2 | 1 | 4 | 1 |  | 1 | Mana Whenua - Te To Waka Otahuhu portage , Aquifer - Auckland Isthmus Volcanic Aquifer | 1.5 | 0.71 | 0.2 | Diameter Used For Flow Approximation & Depth Available | 18.8598 | 2
2618 | 2844 | 26290 | 10007353 | 196467 | DSOTN | Otahuhu North Branch | Rising | Pipe | Buried | OP | VC | None | 2005-12-02 | 19.5 | 17.91 | 0.1s | EI | Transmission | DC06034 | 2 |  |  | 4 | 300 | [5 empty] | 76530 | NA |  | 15.7 |  | WSL |  | Waikato,Te Kawerau a Maki,Ngāti Maru,Ngāti Whātua o Ōrākei,Ngāti Tamaoho,Ngāti Tamaterā,Ngāti Pāoa,Ngāi Tai ki Tāmaki,Ngāti Hako,Te Ākitai Waiohua | 3 | 3 | 3 | 2020 | CCTV Footage Review Log South_Latest.xls | no | 1 | 1 | 1 | CCTV Available (0-10 Years Old) & Soil Type Available | 2.252 | 2 | 1 | 4 | 1 |  | 1 | Aquifer - Auckland Isthmus Volcanic Aquifer | 1.5 | 0.71 | 0.2 | Diameter Used For Flow Approximation & Depth Available | 15.7005 | 9
2150 | 2351 | 17403 | 10005576 | 194974 | DSGLD | Glendowie Branch | Siphon | Pipe | Buried | OP | CONC | None | 1966-06-30 |  |  | appr | EI | Transmission | Legacy | 2 |  |  | 4 | 375 | [5 empty] | 75035 | NA |  | 15 |  | WSL |  | Waikato,Te Kawerau a Maki,Ngāti Whātua,Ngāti Maru,Ngāti Whātua o Ōrākei,Ngāti Tamaoho,Te Patukirikiri,Ngāti Whanaunga,Ngāti Tamaterā,Ngāti Pāoa,Ngāi Tai ki Tāmaki,Ngāti Hako,Te Ākitai Waiohua | 2 | 2 | 2 | 2002 | te puna wai | no | 1 | 3 | 2 | CCTV Available (20-30 Years Old) & Soil Type Available | 2.252 | 2 | 1 | 4 | 1 |  | 1 |  | 1.5 | 0.71 | 0.2 | Diameter Used For Flow Approximation & Depth Available | 14.9964 | 5
4331 | 4618 | 2626309 | 10084556 | 196473 | DSOTN | Otahuhu North Branch | Rising | Pipe | Buried | OP | PE | None | 2012-06-25 |  |  | dwg | EI | Transmission | T0000618 | 2 |  |  | 4 | 355 | [5 empty] | 76547 | NA |  | 13.87 |  | WSL |  | Waikato,Te Kawerau a Maki,Ngāti Maru,Ngāti Whātua o Ōrākei,Ngāti Tamaoho,Ngāti Tamaterā,Ngāti Pāoa,Ngāi Tai ki Tāmaki,Ngāti Hako,Te Ākitai Waiohua | 1 | 1 |  |  |  | no | 1 | 1 | 1 | CCTV NOT Available or Over 30 Years Old & Soil Type Available | 2.252 | 2 | 1 | 4 | 1 |  | 1 | Aquifer - Auckland Isthmus Volcanic Aquifer | 1.5 | 0.71 | 0.2 | Diameter Used For Flow Approximation & Depth Available | 13.8666 | 2
4461 | 4757 | 4523169 | 10106843 | 316150 | DSGLE | Glen Eden Branch | Rising | Pipe | Buried | OP | PE | None | 2017-12-24 | 30.34 | 30.34 | 0.1s | WI | Transmission | T0001202A | 2 |  |  | 4 | 125 | [5 empty] | 75105 | NA |  | 11.43 |  | WSL |  | Te Kawerau a Maki,Ngāti Whātua,Ngāti Whātua o Ōrākei,Ngāti Tamaoho,Ngāti Tamaterā,Te Ākitai Waiohua | 1.21 | 1 |  |  |  | no | 1 | 3 | 1 | CCTV NOT Available or Over 30 Years Old & Soil Type Available | 2.252 | 2 | 1 | 4 | 1 |  | 1 |  | 1.5 | 0.71 | 0.2 | Diameter Used For Flow Approximation & Depth Available | 11.4328 | 2
4459 | 4755 | 4523167 | 10106831 | 316153 | DSGLE | Glen Eden Branch | Rising | Pipe | Buried | OP | PE | None | 2017-12-24 | 30.34 | 30.34 | 0.1s | WI | Transmission | T0001202A | 2 |  |  | 4 | 125 | [5 empty] | 75104 | NA |  | 10.94 |  | WSL |  | Te Kawerau a Maki,Ngāti Whātua,Ngāti Whātua o Ōrākei,Ngāti Tamaoho,Ngāti Tamaterā,Te Ākitai Waiohua | 1.21 | 1 |  |  |  | no | 1 | 3 | 1 | CCTV NOT Available or Over 30 Years Old & Soil Type Available | 2.252 | 2 | 1 | 4 | 1 |  | 1 |  | 1.5 | 0.71 | 0.2 | Diameter Used For Flow Approximation & Depth Available | 10.9389 | 2
1712 | 1865 | 17342 | 10003625 | 193188 | DPOSN | PS 58 Ormiston Road | Rising | Pipe | In Chamber | OP | CLS | None | 1998-06-30 |  |  | dwg | TE | Transmission | Legacy | 2 |  |  | 4 | 200 | [5 empty] | 71941 | NA |  | 6.68 |  | WSL |  | Waikato,Ngāti Maru,Ngāti Tamaoho,Ngāti Whanaunga,Ngāti Tamaterā,Ngāti Pāoa,Ngāi Tai ki Tāmaki,Ngāti Hako,Te Ākitai Waiohua | 1.92 | 2 |  |  |  | no | 1 | 3 | 2 | CCTV NOT Available or Over 30 Years Old & Soil Type Available | 2.252 | 2 | 1 | 4 | 1 |  | 1 |  | 1.5 | 0.71 | 0.2 | Diameter Used For Flow Approximation & Depth Available | 6.6787 | 5
4373 | 4667 | 2688891 | 10100950 | 194480 | DSGLD | PS 14 Glendowie | Rising | Pipe | Buried | OP | CONC | None | 2017-02-20 |  |  | dwg | EI | Transmission | T0001046 | 2 |  |  | 4 | 318 | [5 empty] | 75066 | NA |  | 4.94 |  | WSL |  | Waikato,Te Kawerau a Maki,Ngāti Whātua,Ngāti Maru,Ngāti Whātua o Ōrākei,Ngāti Tamaoho,Te Patukirikiri,Ngāti Whanaunga,Ngāti Tamaterā,Ngāti Pāoa,Ngāi Tai ki Tāmaki,Ngāti Hako,Te Ākitai Waiohua | 1 | 1 |  |  |  | no | 1 | 1 | 1 | CCTV NOT Available or Over 30 Years Old & Soil Type Available | 2.252 | 2 | 1 | 4 | 1 |  | 1 |  | 1.5 | 0.71 | 0.2 | Diameter Used For Flow Approximation & Depth Available | 4.9417 | 2
2749 | 2989 | 16397 | 10099181 | 194019 | DSBOT | Botany Branch | Rising | Pipe | Buried | OP | CLS | None | 1985-06-30 |  |  | dwg | TE | Transmission | Legacy | 2 |  |  | 4 | 310 | [5 empty] | 74668 | NA |  | 4.36 |  | WSL |  | Waikato,Ngāti Maru,Ngāti Tamaoho,Ngāti Whanaunga,Ngāti Tamaterā,Ngāti Pāoa,Ngāi Tai ki Tāmaki,Ngāti Hako,Te Ākitai Waiohua | 2.62 | 3 |  |  |  | no | 1 | 3 | 3 | CCTV NOT Available or Over 30 Years Old & Soil Type Available | 2.252 | 2 | 1 | 4 | 1 |  | 1 |  | 1.5 | 0.71 | 0.2 | Diameter Used For Flow Approximation & Depth Available | 4.3627 | 9
4397 | 4693 | 2714663 | 10102281 | 194572 | DSCWD | Chatswood Branch Sewer TS9 | Rising | Pipe | Buried | OP | PE |  | 2014-12-02 |  |  | dwg | NI | Transmission | T0001138 | 2 |  |  | 4 | 150 | [5 empty] | 64467 | NA |  | 3.64 |  | WSL |  | Te Kawerau a Maki,Ngāti Whātua,Ngāti Maru,Ngāti Whātua o Ōrākei,Ngāti Tamaoho,Ngāti Tamaterā,Ngāti Pāoa,Ngāi Tai ki Tāmaki,Ngāti Hako,Te Ākitai Waiohua | 1 | 1 |  |  |  | no | 1 | 1 | 1 | CCTV NOT Available or Over 30 Years Old & Soil Type Available | 2.252 | 2 | 1 | 4 | 1 |  | 1 |  | 1.5 | 0.71 | 0.2 | Diameter Used For Flow Approximation & Depth Available | 3.6413 | 2
1490 | 1594 | 17815 | 10009149 | 197647 | DSWEY | Weymouth Branch | Rising | Pipe | Buried | OP | CLS | None | 2004-08-30 |  |  | dwg | SI | Transmission | Legacy | 2 |  |  | 4 | 355 | [5 empty] | 66593 | NA |  | 3 |  | WSL |  | Waikato,Ngāti Maru,Ngāti Tamaoho,Ngāti Whanaunga,Ngāti Tamaterā,Ngāi Tai ki Tāmaki,Ngāti Hako,Te Ākitai Waiohua | 1 | 1 |  |  |  | no | 1 | 1 | 1 | CCTV NOT Available or Over 30 Years Old & Soil Type Available | 2.252 | 2 | 1 | 4 | 1 |  | 1 |  | 1.5 | 0.71 | 0.2 | Diameter Used For Flow Approximation & Depth Available | 3.0019 | 2
1601 | 1745 | 17247 | 10003975 | 193057 | DPCNH | PS 13 Constitution Hill | Rising | Pipe | Buried | OP | CLS | None | 1994-06-30 | 0 |  | dwg | OM | Transmission | Legacy | 2 |  |  | 4 | 310 | [5 empty] | 65765 | NA |  | 2.59 |  | WSL |  | Te Kawerau a Maki,Ngāti Whātua,Ngāti Maru,Ngāti Whātua o Ōrākei,Ngāti Tamaoho,Te Patukirikiri,Ngāti Tamaterā,Ngāti Pāoa,Ngāi Tai ki Tāmaki,Ngāti Hako,Te Ākitai Waiohua | 1.71 | 2 |  |  |  | no | 1 | 1 | 2 | CCTV NOT Available or Over 30 Years Old & Soil Type Available | 2.252 | 2 | 1 | 4 | 1 |  | 1 | Place Of Historic Heritage - Princes Street Historic Heritage Area | 1.5 | 0.71 | 0.2 | Diameter Used For Flow Approximation & Depth Available | 2.5939 | 5
1491 | 1595 | 17816 | 10072222 | 197457 | DSWEY | Weymouth Branch | Rising | Pipe | Buried | OP | PVC-U | None | 2004-08-30 |  |  | dwg | SI | Transmission | Legacy | 2 |  |  | 4 | 250 | [5 empty] | 66593 | NA |  | 1.35 |  | WSL |  | Waikato,Ngāti Maru,Ngāti Tamaoho,Ngāti Whanaunga,Ngāti Tamaterā,Ngāi Tai ki Tāmaki,Ngāti Hako,Te Ākitai Waiohua | 2 | 2 | 2 | 1998 | te puna wai | no | 1 | 1 | 1 | CCTV Available (20-30 Years Old) & Soil Type Available | 2.252 | 2 | 1 | 4 | 1 |  | 1 |  | 1.5 | 0.71 | 0.2 | Diameter Used For Flow Approximation & Depth Available | 1.3461 | 5
800 | 839 | 14971 | 10007388 | 195974 | DSOTN | Otahuhu North Branch | Rising | Pipe | Buried | OP | CLS | None | 1965-06-30 | -0.44 | 0 | dwg | EI | Transmission | Legacy | 2 |  |  | 4 | 150 | [5 empty] | 76552 | NA |  | 1.17 |  | WSL |  | Waikato,Te Kawerau a Maki,Ngāti Maru,Ngāti Whātua o Ōrākei,Ngāti Tamaoho,Ngāti Whanaunga,Ngāti Tamaterā,Ngāti Pāoa,Ngāi Tai ki Tāmaki,Ngāti Hako,Te Ākitai Waiohua | 4.03 | 4 |  |  |  | no | 1 | 3 | 5 | CCTV NOT Available or Over 30 Years Old & Soil Type Available | 2.252 | 2 | 1 | 4 | 1 |  | 1 |  | 1.5 | 0.71 | 0.2 | Diameter Used For Flow Approximation & Depth Available | 1.1727 | 15
1386 | 1480 | 17698 | 10006236 | 195759 | DSKOH | Kohimarama Branch | Rising | Pipe | Buried | OP | CLS | None | 2004-11-30 |  |  | dwg | EI | Transmission | Legacy | 2 |  |  | 4 | 280 | [5 empty] | 75627 | NA |  | 0.87 |  | WSL |  | Waikato,Te Kawerau a Maki,Ngāti Whātua,Ngāti Maru,Ngāti Whātua o Ōrākei,Ngāti Tamaoho,Te Patukirikiri,Ngāti Whanaunga,Ngāti Tamaterā,Ngāti Pāoa,Ngāi Tai ki Tāmaki,Ngāti Hako,Te Ākitai Waiohua | 1 | 1 |  |  |  | no | 1 | 1 | 1 | CCTV NOT Available or Over 30 Years Old & Soil Type Available | 2.252 | 2 | 1 | 4 | 1 |  | 1 |  | 1.5 | 0.71 | 0.2 | Diameter Used For Flow Approximation & Depth Available | 0.87039 | 2
1479 | 1580 | 17787 | 10007390 | 196129 | DSOTN | Otahuhu North Branch | Rising | Pipe | Buried | OP | CLS | None | 1965-06-30 |  |  | dwg | EI | Transmission | Legacy | 2 |  |  | 4 | 280 | [5 empty] | 76548 | NA |  | 0.72 |  | WSL |  | Waikato,Te Kawerau a Maki,Ngāti Maru,Ngāti Whātua o Ōrākei,Ngāti Tamaoho,Ngāti Tamaterā,Ngāti Pāoa,Ngāi Tai ki Tāmaki,Ngāti Hako,Te Ākitai Waiohua | 3.82 | 4 |  |  |  | no | 1 | 1 | 5 | CCTV NOT Available or Over 30 Years Old & Soil Type Available | 2.252 | 2 | 1 | 4 | 1 |  | 1 | Aquifer - Auckland Isthmus Volcanic Aquifer | 1.5 | 0.71 | 0.2 | Diameter Used For Flow Approximation & Depth Available | 0.72397 | 15
878 | 924 | 17769 | 10007793 | 196522 | DSPPW | Papatoetoe West Branch | Rising | Pipe | Buried | OP | CLS | None | 1960-06-30 |  |  | dwg | SI | Transmission | Legacy | 2 |  |  | 4 | 280 | [5 empty] | 77069 | NA |  | 0.6 |  | WSL |  | Waikato,Te Kawerau a Maki,Ngāti Maru,Ngāti Tamaoho,Ngāti Tamaterā,Ngāi Tai ki Tāmaki,Ngāti Hako,Te Ākitai Waiohua | 4.03 | 4 |  |  |  | no | 1 | 3 | 5 | CCTV NOT Available or Over 30 Years Old & Soil Type Available | 2.252 | 2 | 1 | 4 | 1 |  | 1 |  | 1.5 | 0.71 | 0.2 | Diameter Used For Flow Approximation & Depth Available | 0.60226 | 15
4173 | 4455 | 931856 | 10088391 | 196166 | DSNRO | Northboro Branch Sewer TS2 | Gravity | Pipe | Buried | OP | CONC | None | 1967-01-01 |  |  | dwg | NI | Transmission | Legacy | 2 |  |  | 4 | 724 | [5 empty] | 65145 | NA |  | 154.27 |  | WSL |  | Te Kawerau a Maki,Ngāti Whātua,Ngāti Maru,Ngāti Whātua o Ōrākei,Ngāti Tamaoho,Te Patukirikiri,Ngāti Whanaunga,Ngāti Tamaterā,Ngāti Pāoa,Ngāi Tai ki Tāmaki,Ngāti Hako,Te Ākitai Waiohua | 1.71 | 2 |  |  |  | no | 1 | 1 | 2 | CCTV NOT Available or Over 30 Years Old & Soil Type Available | 2.2517 | 2 | 2 | 3 | 1 |  | 1 |  | 1.5 | 0.645 | 0.064319 | Modelled Flow Data Used & Depth Available | 154.2677 | 5
3144 | 3406 | 916911 | 10088394 | 195566 | DSNRO | Northboro Branch Sewer TS2 | Gravity | Pipe | Buried | OP | CONC | None | 2000-04-01 |  |  | dwg | NI | Transmission | Legacy | 2 |  |  | 4 | 740 | [5 empty] | 65148 | NA |  | 82.01 |  | WSL |  | Te Kawerau a Maki,Ngāti Whātua,Ngāti Maru,Ngāti Whātua o Ōrākei,Ngāti Tamaoho,Te Patukirikiri,Ngāti Whanaunga,Ngāti Tamaterā,Ngāti Pāoa,Ngāi Tai ki Tāmaki,Ngāti Hako,Te Ākitai Waiohua | 1 | 1 |  |  |  | no | 1 | 1 | 1 | CCTV NOT Available or Over 30 Years Old & Soil Type Available | 2.2489 | 2 | 2 | 3 | 1 |  | 1 |  | 1.5 | 0.645 | 0.058959 | Modelled Flow Data Used & Depth Available | 82.0138 | 2
2552 | 2775 | 15028 | 10005569 | 194467 | DSGLD | Glendowie Branch | Gravity | Pipe | Buried | OP | CONC | None | 1966-06-30 | 3.68 | 3.55 | dwg | EI | Transmission | Legacy | 2 |  |  | 4 | 675 | [5 empty] | 75029 | NA |  | 60.91 |  | WSL |  | Waikato,Te Kawerau a Maki,Ngāti Whātua,Ngāti Maru,Ngāti Whātua o Ōrākei,Ngāti Tamaoho,Te Patukirikiri,Ngāti Whanaunga,Ngāti Tamaterā,Ngāti Pāoa,Ngāi Tai ki Tāmaki,Ngāti Hako,Te Ākitai Waiohua | 3 | 3 | 3 | 2011 | CCTV Footage Review Log South_Latest.xls | no | 1 | 3 | 2 | CCTV Available (10-20 Years Old) & Soil Type Available | 2.2479 | 2 | 3 | 3 | 1 |  | 1 |  | 1 | 0.625 | 0.046034 | Modelled Flow Data Used & Depth Available | 60.9094 | 9
2170 | 2373 | 14980 | 10006764 | 196201 | DSONE | Onehunga Branch | Gravity | Pipe | Buried | OP | CONC | None | 1962-06-30 | 7.23 | 5.39 | dwg | WI | Transmission | Legacy | 2 |  |  | 4 | 600 | [5 empty] | 76077 | NA |  | 92.01 |  | WSL |  | Waikato,Te Kawerau a Maki,Ngāti Whātua,Ngāti Maru,Ngāti Whātua o Ōrākei,Ngāti Tamaoho,Ngāti Tamaterā,Ngāti Pāoa,Ngāi Tai ki Tāmaki,Ngāti Hako,Te Ākitai Waiohua | 2.24 | 2 | 2 | 2021 | CCTV Footage Review Log South_Latest.xls | yes | 1 | 1 | 3 | CCTV Available (0-10 Years Old) & Soil Type Available | 2.2461 | 2 | 3 | 3 | 1 |  | 1 | Aquifer - Onehunga Volcanic Aquifer | 1 | 0.625 | 0.04465 | Modelled Flow Data Used & Depth Available | 92.0074 | 5
3841 | 4118 | 917473 | 10090051 | 82593961 | DSDEV | Devonport Branch Sewer TS1 | Gravity | Pipe | Buried | OP | CONC | None | 1940-01-01 |  |  | dwg | NI | Transmission | Legacy | 2 |  |  | 4 | 600 | ASBUILT | ASBUILT | ASBUILT | ASBUILT | CONS | 64490 | NA |  | 35.34 | ASBUILT | WSL |  | Te Kawerau a Maki,Ngāti Whātua,Ngāti Maru,Ngāti Whātua o Ōrākei,Ngāti Tamaoho,Te Patukirikiri,Ngāti Whanaunga,Ngāti Tamaterā,Ngāti Pāoa,Ngāi Tai ki Tāmaki,Ngāti Hako,Te Ākitai Waiohua | 3.71 | 4 |  |  |  | no | 3 | 3 | 4 | CCTV NOT Available or Over 30 Years Old & Soil Type Available | 2.2456 | 2 | 2 | 3 | 1 |  | 1 |  | 1.5 | 0.645 | 0.052833 | Modelled Flow Data Used & Depth Available | 35.3426 | 15
3824 | 4100 | 917475 | 10090078 | 194101 | DSDEV | Devonport Branch Sewer TS1 | Gravity | Pipe | Buried | OP | CONC | None | 1968-01-01 |  |  | dwg | NI | Transmission | Legacy | 2 |  |  | 4 | 724 | [5 empty] | 64491 | NA |  | 31.59 |  | WSL |  | Te Kawerau a Maki,Ngāti Whātua,Ngāti Maru,Ngāti Whātua o Ōrākei,Ngāti Tamaoho,Te Patukirikiri,Ngāti Whanaunga,Ngāti Tamaterā,Ngāti Pāoa,Ngāi Tai ki Tāmaki,Ngāti Hako,Te Ākitai Waiohua | 2.17 | 2 | 2 | 2016 | te puna wai | yes | 3 | 3 | 2 | CCTV Available (0-10 Years Old) & Soil Type Available | 2.2448 | 2 | 2 | 3 | 1 |  | 1 |  | 1.5 | 0.645 | 0.051302 | Modelled Flow Data Used & Depth Available | 31.5919 | 5
3215 | 3479 | 920072 | 10089540 | 193767 | DSBHV | Beach Haven Branch Sewer TS10 | Gravity | Pipe | Buried | OP | CONC | None | 1961-01-01 |  |  | dwg | NI | Transmission | Legacy | 2 |  |  | 4 | 724 | [5 empty] | 64193 | NA |  | 4.26 |  | WSL |  | Te Kawerau a Maki,Ngāti Whātua,Ngāti Maru,Ngāti Whātua o Ōrākei,Ngāti Tamaoho,Ngāti Manuhiri,Ngāti Whanaunga,Ngāti Tamaterā,Ngāti Pāoa,Ngāi Tai ki Tāmaki,Ngāti Hako,Te Ākitai Waiohua | 2.41 | 2 |  |  |  | no | 1 | 1 | 3 | CCTV NOT Available or Over 30 Years Old & Soil Type Available | 2.2403 | 2 | 2 | 3 | 1 |  | 1 |  | 1.5 | 0.645 | 0.042879 | Modelled Flow Data Used & Depth Available | 4.2639 | 5
3012 | 3273 | 906144 | 10089552 | 193776 | DSBHV | Beach Haven Branch Sewer TS10 | Gravity | Pipe | Buried | OP | PE | None | 2005-06-01 |  |  | dwg | NI | Transmission | Legacy | 2 |  |  | 4 | 710 | [5 empty] | 64205 | NA |  | 6.95 |  | WSL |  | Te Kawerau a Maki,Ngāti Whātua,Ngāti Maru,Ngāti Whātua o Ōrākei,Ngāti Tamaoho,Ngāti Manuhiri,Ngāti Whanaunga,Ngāti Tamaterā,Ngāti Pāoa,Ngāi Tai ki Tāmaki,Ngāti Hako,Te Ākitai Waiohua | 1.38 | 1 |  |  |  | no | 3 | 1 | 1 | CCTV NOT Available or Over 30 Years Old & Soil Type Available | 2.2395 | 2 | 2 | 3 | 1 |  | 1 |  | 1.5 | 0.645 | 0.041348 | Modelled Flow Data Used & Depth Available | 6.9514 | 2
3493 | 3766 | 933080 | 10088335 | 195946 | DSNCT | Northcote Branch Sewer TS8 | Gravity | Pipe | Buried | OP | CONC | CIP | 1965-01-01 | 22.73 | 22.49 | dwg | NI | Transmission | Legacy | 2 |  |  | 4 | 490 | [5 empty] | 65117 | NA |  | 15.96 |  | WSL |  | Te Kawerau a Maki,Ngāti Whātua,Ngāti Maru,Ngāti Whātua o Ōrākei,Ngāti Tamaoho,Ngāti Manuhiri,Te Patukirikiri,Ngāti Whanaunga,Ngāti Tamaterā,Ngāti Pāoa,Ngāi Tai ki Tāmaki,Ngāti Hako,Te Ākitai Waiohua | 1.21 | 1 |  |  |  | no | 1 | 3 | 1 | CCTV NOT Available or Over 30 Years Old & Soil Type Available | 2.235 | 2 | 3 | 2 | 1 |  | 1 |  | 1 | 0.565 | 0.098009 | Modelled Flow Data Used & Depth Available | 15.9629 | 2
2204 | 2414 | 16616 | 10008915 | 197318 | DSTIT | Titirangi Branch | Gravity | Pipe | Buried | OP | CONC | None | 1966-06-30 | 30.6 | 29.6 | dwg | WI | Transmission | Legacy | 2 |  |  | 4 | 375 | [5 empty] | 78064 | NA |  | 61.85 |  | WSL |  | Waikato,Te Kawerau a Maki,Ngāti Whātua,Ngāti Whātua o Ōrākei,Ngāti Tamaoho,Ngāti Tamaterā,Te Ākitai Waiohua | 2 | 2 | 2 | 2010 | te puna wai | no | 1 | 1 | 2 | CCTV Available (10-20 Years Old) & Soil Type Available | 2.2288 | 2 | 2 | 1 | 1 |  | 1 |  | 5 | 0.64 | 0.034728 | Modelled Flow Data Used & Depth Available | 61.8515 | 5
1374 | 1468 | 16715 | 10005751 | 194656 | DSGLE | Glen Eden Branch | Gravity | Pipe | Buried | OP | CONC | None | 1965-06-30 | 22.32 | 21.83 | dwg | WI | Transmission | Legacy | 2 |  |  | 4 | 375 | [5 empty] | 75242 | NA |  | 91.63 |  | WSL |  | Te Kawerau a Maki,Ngāti Whātua,Ngāti Whātua o Ōrākei,Ngāti Tamaoho,Ngāti Tamaterā,Te Ākitai Waiohua | 2.33 | 2 | 2 | 2011 | te puna wai | no | 5 | 1 | 2 | CCTV Available (10-20 Years Old) & Soil Type Available | 2.2221 | 2 | 2 | 1 | 1 |  | 1 |  | 5 | 0.64 | 0.022441 | Modelled Flow Data Used & Depth Available | 91.6287 | 5
1283 | 1372 | 16777 | 10008707 | 197684 | DSTEN | Te Atatu North Branch | Gravity | Pipe | Buried | OP | CONC | None | 1966-06-30 | 3.54 | 3.33 | dwg | WI | Transmission | Legacy | 2 |  |  | 4 | 375 | [5 empty] | 77884 | NA |  | 66.34 |  | WSL |  | Te Kawerau a Maki,Ngāti Whātua,Ngāti Whātua o Ōrākei,Ngāti Tamaoho,Ngāti Tamaterā,Te Ākitai Waiohua | 2 | 2 | 2 | 2013 | te puna wai | no | 1 | 1 | 2 | CCTV Available (10-20 Years Old) & Soil Type Available | 2.2216 | 2 | 2 | 1 | 1 |  | 1 |  | 5 | 0.64 | 0.021398 | Modelled Flow Data Used & Depth Available | 66.3423 | 5
1286 | 1376 | 16775 | 10008710 | 197090 | DSTEN | Te Atatu North Branch | Gravity | Pipe | Piered | OP | CLS | None | 1997-12-03 |  |  | 0.1s | WI | Transmission | DU3010 | 2 |  |  | 4 | 390 | [5 empty] | 77888 | NA |  | 33.81 |  | WSL |  | Te Kawerau a Maki,Ngāti Whātua,Ngāti Whātua o Ōrākei,Ngāti Tamaoho,Ngāti Tamaterā,Te Ākitai Waiohua | 2 | 2 | 2 | 2013 | te puna wai | no | 1 | 3 | 2 | CCTV Available (10-20 Years Old) & Soil Type Available | 2.2198 | 2 | 2 | 1 | 1 |  | 1 | Ocean Intercept, Significant Ecological Area - SEA-M2-55a | 5 | 0.64 | 0.018146 | Modelled Flow Data Used & Depth Available | 33.8095 | 5
1282 | 1371 | 16774 | 10008713 | 197288 | DSTEN | Te Atatu North Branch | Gravity | Pipe | Buried | OP | CONC | CIP | 1966-06-30 | 5.05 | 3.96 | dwg | WI | Transmission | Legacy | 2 |  |  | 4 | 280 | [5 empty] | 77890 | NA |  | 66.74 |  | WSL |  | Te Kawerau a Maki,Ngāti Whātua,Ngāti Whātua o Ōrākei,Ngāti Tamaoho,Ngāti Tamaterā,Te Ākitai Waiohua | 2 | 2 | 2 | 2013 | te puna wai | no | 1 | 1 | 1 | CCTV Available (10-20 Years Old) & Soil Type Available | 2.2196 | 2 | 2 | 1 | 1 |  | 1 |  | 5 | 0.64 | 0.017695 | Modelled Flow Data Used & Depth Available | 66.7434 | 5
1605 | 1749 | 16772 | 10008715 | 197686 | DSTEN | Te Atatu North Branch | Gravity | Pipe | Buried | OP | AC | CIP | 1984-06-30 | 8.09 | 5.67 | dwg | WI | Transmission | Legacy | 2 |  |  | 4 | 225 | [5 empty] | 77892 | NA |  | 43.52 |  | WSL |  | Te Kawerau a Maki,Ngāti Whātua,Ngāti Whātua o Ōrākei,Ngāti Tamaoho,Ngāti Tamaterā,Te Ākitai Waiohua | 2 | 2 | 2 | 2013 | te puna wai | no | 1 | 3 | 1 | CCTV Available (10-20 Years Old) & Soil Type Available | 2.2196 | 2 | 2 | 1 | 1 |  | 1 |  | 5 | 0.64 | 0.017695 | Modelled Flow Data Used & Depth Available | 43.516 | 5
1281 | 1370 | 16773 | 10008714 | 197091 | DSTEN | Te Atatu North Branch | Gravity | Pipe | Buried | OP | AC | CIP | 1984-06-30 | 5.67 | 5.57 | dwg | WI | Transmission | Legacy | 2 |  |  | 4 | 300 | [5 empty] | 77891 | NA |  | 10.05 |  | WSL |  | Te Kawerau a Maki,Ngāti Whātua,Ngāti Whātua o Ōrākei,Ngāti Tamaoho,Ngāti Tamaterā,Te Ākitai Waiohua | 1.15 | 1 | 1 | 2013 | te puna wai | no | 1 | 3 | 1 | CCTV Available (10-20 Years Old) & Soil Type Available | 2.2196 | 2 | 2 | 1 | 1 |  | 1 |  | 5 | 0.64 | 0.017695 | Modelled Flow Data Used & Depth Available | 10.0547 | 2
3104 | 3366 | 915067 | 10090083 | 194579 | DSDEV | Devonport Branch Sewer TS1 | Gravity | Pipe | Buried | OP | CONC | None | 1940-01-01 |  |  | dwg | NI | Transmission | Legacy | 2 |  |  | 4 | 724 | [5 empty] | 64497 | NA |  | 79.44 |  | WSL |  | Te Kawerau a Maki,Ngāti Whātua,Ngāti Maru,Ngāti Whātua o Ōrākei,Ngāti Tamaoho,Te Patukirikiri,Ngāti Whanaunga,Ngāti Tamaterā,Ngāti Pāoa,Ngāi Tai ki Tāmaki,Ngāti Hako,Te Ākitai Waiohua | 3.71 | 4 |  |  | CCTV app | yes | 3 | 3 | 4 | CCTV NOT Available or Over 30 Years Old & Soil Type Available | 2.2175 | 2 | 1 | 3 | 1 |  | 1 |  | 1.5 | 0.645 | 0 | Modelled Flow Data Used & Depth Available | 79.4419 | 15
3761 | 4036 | 914981 | 10090081 | 82593609 | DSDEV | Devonport Branch Sewer TS1 | Gravity | Pipe | Buried | OP | CONC | None | 1940-01-01 |  |  | dwg | NI | Transmission | Legacy | 2 |  |  | 4 | 600 | ASBUILT | ASBUILT | ASBUILT | ASBUILT | CONS | 64495 | NA |  | 53.09 | ASBUILT | WSL |  | Te Kawerau a Maki,Ngāti Whātua,Ngāti Maru,Ngāti Whātua o Ōrākei,Ngāti Tamaoho,Te Patukirikiri,Ngāti Whanaunga,Ngāti Tamaterā,Ngāti Pāoa,Ngāi Tai ki Tāmaki,Ngāti Hako,Te Ākitai Waiohua | 3.71 | 4 |  |  | CCTV app | yes | 3 | 3 | 4 | CCTV NOT Available or Over 30 Years Old & Soil Type Available | 2.2175 | 2 | 1 | 3 | 1 |  | 1 |  | 1.5 | 0.645 | 0 | Modelled Flow Data Used & Depth Available | 53.0928 | 15
3367 | 3635 | 924804 | 10090082 | 194102 | DSDEV | Devonport Branch Sewer TS1 | Gravity | Pipe | Buried | OP | CONC | None | 1940-01-01 |  |  | dwg | NI | Transmission | Legacy | 2 |  |  | 4 | 600 | [5 empty] | 64496 | NA |  | 32.86 |  | WSL |  | Te Kawerau a Maki,Ngāti Whātua,Ngāti Maru,Ngāti Whātua o Ōrākei,Ngāti Tamaoho,Te Patukirikiri,Ngāti Whanaunga,Ngāti Tamaterā,Ngāti Pāoa,Ngāi Tai ki Tāmaki,Ngāti Hako,Te Ākitai Waiohua | 3.71 | 4 |  |  | CCTV app | yes | 3 | 3 | 4 | CCTV NOT Available or Over 30 Years Old & Soil Type Available | 2.2175 | 2 | 1 | 3 | 1 |  | 1 |  | 1.5 | 0.645 | 0 | Modelled Flow Data Used & Depth Available | 32.8625 | 15
3954 | 4232 | 924727 | 10090084 | 194304 | DSDEV | Devonport Branch Sewer TS1 | Gravity | Pipe | Buried | OP | CONC | None | 1940-01-01 |  |  | dwg | NI | Transmission | Legacy | 2 |  |  | 4 | 724 | [5 empty] | 64498 | NA |  | 29.72 |  | WSL |  | Te Kawerau a Maki,Ngāti Whātua,Ngāti Maru,Ngāti Whātua o Ōrākei,Ngāti Tamaoho,Te Patukirikiri,Ngāti Whanaunga,Ngāti Tamaterā,Ngāti Pāoa,Ngāi Tai ki Tāmaki,Ngāti Hako,Te Ākitai Waiohua | 3.71 | 4 |  |  | CCTV app | yes | 3 | 3 | 4 | CCTV NOT Available or Over 30 Years Old & Soil Type Available | 2.2175 | 2 | 1 | 3 | 1 |  | 1 |  | 1.5 | 0.645 | 0 | Modelled Flow Data Used & Depth Available | 29.7214 | 15
3419 | 3692 | 924890 | 10090080 | 194303 | DSDEV | Devonport Branch Sewer TS1 | Gravity | Pipe | Buried | OP | CONC | None | 1940-01-01 |  |  | dwg | NI | Transmission | Legacy | 2 |  |  | 4 | 600 | [5 empty] | 64494 | NA |  | 14.82 |  | WSL |  | Te Kawerau a Maki,Ngāti Whātua,Ngāti Maru,Ngāti Whātua o Ōrākei,Ngāti Tamaoho,Te Patukirikiri,Ngāti Whanaunga,Ngāti Tamaterā,Ngāti Pāoa,Ngāi Tai ki Tāmaki,Ngāti Hako,Te Ākitai Waiohua | 3.71 | 4 |  |  | CCTV app | yes | 3 | 3 | 4 | CCTV NOT Available or Over 30 Years Old & Soil Type Available | 2.2175 | 2 | 1 | 3 | 1 |  | 1 |  | 1.5 | 0.645 | 0 | Modelled Flow Data Used & Depth Available | 14.8231 | 15
4048 | 4327 | 924889 | 10090079 | 194578 | DSDEV | Devonport Branch Sewer TS1 | Gravity | Pipe | Buried | OP | CONC | None | 1968-01-01 |  |  | dwg | NI | Transmission | Legacy | 2 |  |  | 4 | 600 | [5 empty] | 64493 | NA |  | 7.79 |  | WSL |  | Te Kawerau a Maki,Ngāti Whātua,Ngāti Maru,Ngāti Whātua o Ōrākei,Ngāti Tamaoho,Te Patukirikiri,Ngāti Whanaunga,Ngāti Tamaterā,Ngāti Pāoa,Ngāi Tai ki Tāmaki,Ngāti Hako,Te Ākitai Waiohua | 2.17 | 2 | 2 | 2016 | te puna wai | yes | 3 | 3 | 2 | CCTV Available (0-10 Years Old) & Soil Type Available | 2.2175 | 2 | 1 | 3 | 1 |  | 1 |  | 1.5 | 0.645 | 0 | Modelled Flow Data Used & Depth Available | 7.7855 | 5
3641 | 3915 | 916625 | 10088484 | 196026 | DSNTH | North Branch Sewer TS30 | Gravity | Pipe | Buried | OP | CONC | None | 2002-04-16 |  |  | dwg | NI | Transmission | Legacy | 2 |  |  | 4 | 610 | [5 empty] | 65204 | NA |  | 64.84 |  | WSL |  | Te Kawerau a Maki,Ngāti Whātua,Ngāti Maru,Ngāti Whātua o Kaipara,Ngāti Whātua o Ōrākei,Ngāti Tamaoho,Ngāti Manuhiri,Te Patukirikiri,Ngāti Whanaunga,Ngāti Tamaterā,Ngāti Pāoa,Ngāi Tai ki Tāmaki,Ngāti Hako,Te Ākitai Waiohua | 1.97 | 2 |  |  |  | no | 5 | 3 | 1 | CCTV NOT Available or Over 30 Years Old & Soil Type Available | 2.2163 | 2 | 1 | 3 | 1 |  | 1 |  | 1.5 | 0.645 | 0.0053599 | Modelled Flow Data Used & Depth Available | 64.8409 | 5
3731 | 4006 | 913097 | 10088482 | 196180 | DSNTH | North Branch Sewer TS30 | Gravity | Pipe | Buried | OP | CONC | None | 2002-04-16 |  |  | dwg | NI | Transmission | Legacy | 2 |  |  | 4 | 610 | [5 empty] | 65202 | NA |  | 117.85 |  | WSL |  | Te Kawerau a Maki,Ngāti Whātua,Ngāti Maru,Ngāti Whātua o Kaipara,Ngāti Whātua o Ōrākei,Ngāti Tamaoho,Ngāti Manuhiri,Te Patukirikiri,Ngāti Whanaunga,Ngāti Tamaterā,Ngāti Pāoa,Ngāi Tai ki Tāmaki,Ngāti Hako,Te Ākitai Waiohua | 1.21 | 1 |  |  |  | no | 1 | 3 | 1 | CCTV NOT Available or Over 30 Years Old & Soil Type Available | 2.2163 | 2 | 1 | 3 | 1 |  | 1 |  | 1.5 | 0.645 | 0.0053599 | Modelled Flow Data Used & Depth Available | 117.8481 | 2
3931 | 4209 | 919300 | 10088483 | 195800 | DSNTH | North Branch Sewer TS30 | Gravity | Pipe | Buried | OP | CONC | None | 2002-04-16 |  |  | dwg | NI | Transmission | Legacy | 2 |  |  | 4 | 610 | [5 empty] | 65203 | NA |  | 11.32 |  | WSL |  | Te Kawerau a Maki,Ngāti Whātua,Ngāti Maru,Ngāti Whātua o Kaipara,Ngāti Whātua o Ōrākei,Ngāti Tamaoho,Ngāti Manuhiri,Te Patukirikiri,Ngāti Whanaunga,Ngāti Tamaterā,Ngāti Pāoa,Ngāi Tai ki Tāmaki,Ngāti Hako,Te Ākitai Waiohua | 1.21 | 1 |  |  |  | no | 1 | 3 | 1 | CCTV NOT Available or Over 30 Years Old & Soil Type Available | 2.2163 | 2 | 1 | 3 | 1 |  | 1 |  | 1.5 | 0.645 | 0.0053599 | Modelled Flow Data Used & Depth Available | 11.318 | 2
3972 | 4250 | 919587 | 10088197 | 195747 | DSMFB | Milford Beach Branch Sewer TS6C | Gravity | Pipe | Buried | OP | CONC | None | 1999-01-01 |  |  | dwg | NI | Transmission | Legacy | 2 |  |  | 4 | 740 | [5 empty] | 65031 | NA |  | 79.67 |  | WSL |  | Te Kawerau a Maki,Ngāti Whātua,Ngāti Maru,Ngāti Whātua o Ōrākei,Ngāti Tamaoho,Ngāti Manuhiri,Te Patukirikiri,Ngāti Whanaunga,Ngāti Tamaterā,Ngāti Pāoa,Ngāi Tai ki Tāmaki,Ngāti Hako,Te Ākitai Waiohua | 1.76 | 2 |  |  |  | no | 5 | 1 | 1 | CCTV NOT Available or Over 30 Years Old & Soil Type Available | 2.2162 | 2 | 1 | 3 | 1 |  | 1 |  | 1.5 | 0.645 | 0.0061256 | Modelled Flow Data Used & Depth Available | 79.6741 | 5
3923 | 4201 | 927212 | 10088198 | 195895 | DSMFB | Milford Beach Branch Sewer TS6C | Gravity | Pipe | Buried | OP | CONC | None | 1999-01-01 |  |  | dwg | NI | Transmission | Legacy | 2 |  |  | 4 | 740 | [5 empty] | 65032 | NA |  | 57.04 |  | WSL |  | Te Kawerau a Maki,Ngāti Whātua,Ngāti Maru,Ngāti Whātua o Ōrākei,Ngāti Tamaoho,Ngāti Manuhiri,Te Patukirikiri,Ngāti Whanaunga,Ngāti Tamaterā,Ngāti Pāoa,Ngāi Tai ki Tāmaki,Ngāti Hako,Te Ākitai Waiohua | 1.76 | 2 |  |  |  | no | 5 | 1 | 1 | CCTV NOT Available or Over 30 Years Old & Soil Type Available | 2.2162 | 2 | 1 | 3 | 1 |  | 1 |  | 1.5 | 0.645 | 0.0061256 | Modelled Flow Data Used & Depth Available | 57.0412 | 5
3739 | 4014 | 918648 | 10088202 | 195896 | DSMFB | Milford Beach Branch Sewer TS6C | Gravity | Pipe | Buried | OP | CONC | None | 1940-01-01 |  |  | dwg | NI | Transmission | Legacy | 2 |  |  | 4 | 600 | [5 empty] | 65036 | NA |  | 35.48 |  | WSL |  | Te Kawerau a Maki,Ngāti Whātua,Ngāti Maru,Ngāti Whātua o Ōrākei,Ngāti Tamaoho,Ngāti Manuhiri,Te Patukirikiri,Ngāti Whanaunga,Ngāti Tamaterā,Ngāti Pāoa,Ngāi Tai ki Tāmaki,Ngāti Hako,Te Ākitai Waiohua | 3.87 | 4 |  |  |  | no | 5 | 1 | 4 | CCTV NOT Available or Over 30 Years Old & Soil Type Available | 2.2162 | 2 | 1 | 3 | 1 |  | 1 |  | 1.5 | 0.645 | 0.0061256 | Modelled Flow Data Used & Depth Available | 35.4834 | 15
3705 | 3980 | 916970 | 10088533 | 195983 | DSOTV | Oteha Valley Branch Sewer TS27 | Gravity | Pipe | Buried | OP | CONC | CIP | 1992-05-01 |  |  | dwg | NI | Transmission | Legacy | 2 |  |  | 4 | 600 | [5 empty] | 65222 | NA |  | 69.96 |  | WSL |  | Te Kawerau a Maki,Ngāti Whātua,Ngāti Maru,Ngāti Whātua o Kaipara,Ngāti Whātua o Ōrākei,Ngāti Tamaoho,Ngāti Manuhiri,Ngāti Whanaunga,Ngāti Tamaterā,Ngāti Pāoa,Ngāi Tai ki Tāmaki,Ngāti Hako,Te Ākitai Waiohua | 2 | 2 | 2 | 2018 | te puna wai | no | 1 | 3 | 1 | CCTV Available (0-10 Years Old) & Soil Type Available | 2.216 | 2 | 1 | 3 | 1 |  | 1 |  | 1.5 | 0.645 | 0.0068913 | Modelled Flow Data Used & Depth Available | 69.9639 | 5
3264 | 3528 | 927011 | 10088535 | 196138 | DSOTV | Oteha Valley Branch Sewer TS27 | Gravity | Pipe | Buried | OP | CONC | None | 1989-01-01 |  |  | dwg | NI | Transmission | Legacy | 2 |  |  | 4 | 600 | [5 empty] | 65224 | NA |  | 9.63 |  | WSL |  | Te Kawerau a Maki,Ngāti Whātua,Ngāti Maru,Ngāti Whātua o Kaipara,Ngāti Whātua o Ōrākei,Ngāti Tamaoho,Ngāti Manuhiri,Ngāti Whanaunga,Ngāti Tamaterā,Ngāti Pāoa,Ngāi Tai ki Tāmaki,Ngāti Hako,Te Ākitai Waiohua | 2 | 2 | 2 | 2018 | te puna wai | no | 1 | 3 | 1 | CCTV Available (0-10 Years Old) & Soil Type Available | 2.216 | 2 | 1 | 3 | 1 |  | 1 |  | 1.5 | 0.645 | 0.0068913 | Modelled Flow Data Used & Depth Available | 9.6327 | 5
3314 | 3581 | 927012 | 10088536 | 196481 | DSOTV | Oteha Valley Branch Sewer TS27 | Gravity | Pipe | Buried | OP | CONC | None | 1989-01-01 |  |  | dwg | NI | Transmission | Legacy | 2 |  |  | 4 | 600 | [5 empty] | 65225 | NA |  | 8.01 |  | WSL |  | Te Kawerau a Maki,Ngāti Whātua,Ngāti Maru,Ngāti Whātua o Kaipara,Ngāti Whātua o Ōrākei,Ngāti Tamaoho,Ngāti Manuhiri,Ngāti Whanaunga,Ngāti Tamaterā,Ngāti Pāoa,Ngāi Tai ki Tāmaki,Ngāti Hako,Te Ākitai Waiohua | 2 | 2 | 2 | 2018 | te puna wai | no | 1 | 3 | 1 | CCTV Available (0-10 Years Old) & Soil Type Available | 2.216 | 2 | 1 | 3 | 1 |  | 1 |  | 1.5 | 0.645 | 0.0068913 | Modelled Flow Data Used & Depth Available | 8.0114 | 5
3356 | 3624 | 925303 | 10088196 | 195352 | DSMFB | Milford Beach Branch Sewer TS6C | Gravity | Pipe | Buried | OP | CONC | None | 1999-01-01 |  |  | dwg | NI | Transmission | Legacy | 2 |  |  | 4 | 740 | [5 empty] | 65030 | NA |  | 44.71 |  | WSL |  | Te Kawerau a Maki,Ngāti Whātua,Ngāti Maru,Ngāti Whātua o Ōrākei,Ngāti Tamaoho,Ngāti Manuhiri,Te Patukirikiri,Ngāti Whanaunga,Ngāti Tamaterā,Ngāti Pāoa,Ngāi Tai ki Tāmaki,Ngāti Hako,Te Ākitai Waiohua | 1.76 | 2 |  |  |  | no | 5 | 1 | 1 | CCTV NOT Available or Over 30 Years Old & Soil Type Available | 2.2158 | 2 | 1 | 3 | 1 |  | 1 |  | 1.5 | 0.645 | 0.007657 | Modelled Flow Data Used & Depth Available | 44.707 | 5
3335 | 3603 | 925300 | 10088194 | 195507 | DSMFB | Milford Beach Branch Sewer TS6C | Gravity | Pipe | Buried | OP | CONC | None | 1999-01-01 |  |  | dwg | NI | Transmission | Legacy | 2 |  |  | 4 | 740 | [5 empty] | 65028 | NA |  | 28.14 |  | WSL |  | Te Kawerau a Maki,Ngāti Whātua,Ngāti Maru,Ngāti Whātua o Ōrākei,Ngāti Tamaoho,Ngāti Manuhiri,Te Patukirikiri,Ngāti Whanaunga,Ngāti Tamaterā,Ngāti Pāoa,Ngāi Tai ki Tāmaki,Ngāti Hako,Te Ākitai Waiohua | 1.76 | 2 |  |  |  | no | 5 | 1 | 1 | CCTV NOT Available or Over 30 Years Old & Soil Type Available | 2.2158 | 2 | 1 | 3 | 1 |  | 1 |  | 1.5 | 0.645 | 0.007657 | Modelled Flow Data Used & Depth Available | 28.1393 | 5
3262 | 3526 | 925332 | 10088191 | 195893 | DSMFB | Milford Beach Branch Sewer TS6C | Gravity | Pipe | Buried | OP | CONC | None | 1999-01-01 |  |  | dwg | NI | Transmission | Legacy | 2 |  |  | 4 | 740 | [5 empty] | 65025 | NA |  | 27.04 |  | WSL |  | Te Kawerau a Maki,Ngāti Whātua,Ngāti Maru,Ngāti Whātua o Ōrākei,Ngāti Tamaoho,Ngāti Manuhiri,Te Patukirikiri,Ngāti Whanaunga,Ngāti Tamaterā,Ngāti Pāoa,Ngāi Tai ki Tāmaki,Ngāti Hako,Te Ākitai Waiohua | 1.76 | 2 |  |  |  | no | 5 | 1 | 1 | CCTV NOT Available or Over 30 Years Old & Soil Type Available | 2.2158 | 2 | 1 | 3 | 1 |  | 1 |  | 1.5 | 0.645 | 0.007657 | Modelled Flow Data Used & Depth Available | 27.0414 | 5
3971 | 4249 | 919588 | 10088195 | 195894 | DSMFB | Milford Beach Branch Sewer TS6C | Gravity | Pipe | Buried | OP | CONC | None | 1999-01-01 |  |  | dwg | NI | Transmission | Legacy | 2 |  |  | 4 | 740 | [5 empty] | 65029 | NA |  | 26.81 |  | WSL |  | Te Kawerau a Maki,Ngāti Whātua,Ngāti Maru,Ngāti Whātua o Ōrākei,Ngāti Tamaoho,Ngāti Manuhiri,Te Patukirikiri,Ngāti Whanaunga,Ngāti Tamaterā,Ngāti Pāoa,Ngāi Tai ki Tāmaki,Ngāti Hako,Te Ākitai Waiohua | 1.76 | 2 |  |  |  | no | 5 | 1 | 1 | CCTV NOT Available or Over 30 Years Old & Soil Type Available | 2.2158 | 2 | 1 | 3 | 1 |  | 1 |  | 1.5 | 0.645 | 0.007657 | Modelled Flow Data Used & Depth Available | 26.8089 | 5
3891 | 4168 | 917197 | 10088192 | 195351 | DSMFB | Milford Beach Branch Sewer TS6C | Gravity | Pipe | Buried | OP | CONC | None | 1999-01-01 |  |  | dwg | NI | Transmission | Legacy | 2 |  |  | 4 | 740 | [5 empty] | 65026 | NA |  | 17.8 |  | WSL |  | Te Kawerau a Maki,Ngāti Whātua,Ngāti Maru,Ngāti Whātua o Ōrākei,Ngāti Tamaoho,Ngāti Manuhiri,Te Patukirikiri,Ngāti Whanaunga,Ngāti Tamaterā,Ngāti Pāoa,Ngāi Tai ki Tāmaki,Ngāti Hako,Te Ākitai Waiohua | 1.76 | 2 |  |  |  | no | 5 | 1 | 1 | CCTV NOT Available or Over 30 Years Old & Soil Type Available | 2.2158 | 2 | 1 | 3 | 1 |  | 1 |  | 1.5 | 0.645 | 0.007657 | Modelled Flow Data Used & Depth Available | 17.7993 | 5
2824 | 3073 | 302913 | 10077231 | 197834 | DSWLD | West Lynn Branch Diversion Sewer | Gravity | Pipe | Buried | OP | CONC | None | 2012-12-13 |  | 9.97 | 0.1s | WI | Transmission | T0000238 | 2 |  |  | 4 | 600 | [5 empty] | 78626 | NA |  | 7.55 |  | WSL |  | Waikato,Te Kawerau a Maki,Ngāti Whātua,Ngāti Whātua o Ōrākei,Ngāti Tamaoho,Ngāti Tamaterā,Te Ākitai Waiohua | 1.97 | 2 |  |  |  | no | 5 | 3 | 1 | CCTV NOT Available or Over 30 Years Old & Soil Type Available | 2.2156 | 2 | 1 | 3 | 1 |  | 1 |  | 1.5 | 0.645 | 0.0088895 | Modelled Flow Data Used & Depth Available | 7.5496 | 5
3857 | 4134 | 919565 | 10088525 | 195981 | DSOTV | Oteha Valley Branch Sewer TS27 | Gravity | Pipe | Buried | OP | CONC | None | 1992-07-01 |  |  | dwg | NI | Transmission | Legacy | 2 |  |  | 4 | 600 | [5 empty] | 65214 | NA |  | 68.1 |  | WSL |  | Te Kawerau a Maki,Ngāti Whātua,Ngāti Maru,Ngāti Whātua o Kaipara,Ngāti Whātua o Ōrākei,Ngāti Tamaoho,Ngāti Manuhiri,Ngāti Whanaunga,Ngāti Tamaterā,Ngāti Pāoa,Ngāi Tai ki Tāmaki,Ngāti Hako,Te Ākitai Waiohua | 2 | 2 | 2 | 2018 | te puna wai | no | 1 | 3 | 1 | CCTV Available (0-10 Years Old) & Soil Type Available | 2.2155 | 2 | 1 | 3 | 1 |  | 1 |  | 1.5 | 0.645 | 0.0091884 | Modelled Flow Data Used & Depth Available | 68.1028 | 5
3375 | 3643 | 924264 | 10088524 | 196478 | DSOTV | Oteha Valley Branch Sewer TS27 | Gravity | Pipe | Buried | OP | CONC | None | 1992-07-01 |  |  | dwg | NI | Transmission | Legacy | 2 |  |  | 4 | 600 | [5 empty] | 65213 | NA |  | 64.42 |  | WSL |  | Te Kawerau a Maki,Ngāti Whātua,Ngāti Maru,Ngāti Whātua o Kaipara,Ngāti Whātua o Ōrākei,Ngāti Tamaoho,Ngāti Manuhiri,Ngāti Whanaunga,Ngāti Tamaterā,Ngāti Pāoa,Ngāi Tai ki Tāmaki,Ngāti Hako,Te Ākitai Waiohua | 2 | 2 | 2 | 2018 | te puna wai | no | 1 | 3 | 1 | CCTV Available (0-10 Years Old) & Soil Type Available | 2.2155 | 2 | 1 | 3 | 1 |  | 1 | Significant Ecological Area - SEA_T_8078 | 1.5 | 0.645 | 0.0091884 | Modelled Flow Data Used & Depth Available | 64.4238 | 5
3218 | 3482 | 911505 | 10088527 | 196136 | DSOTV | Oteha Valley Branch Sewer TS27 | Gravity | Pipe | Buried | OP | CONC | None | 1992-07-01 |  |  | dwg | NI | Transmission | Legacy | 2 |  |  | 4 | 600 | [5 empty] | 65216 | NA |  | 39.66 |  | WSL |  | Te Kawerau a Maki,Ngāti Whātua,Ngāti Maru,Ngāti Whātua o Kaipara,Ngāti Whātua o Ōrākei,Ngāti Tamaoho,Ngāti Manuhiri,Ngāti Whanaunga,Ngāti Tamaterā,Ngāti Pāoa,Ngāi Tai ki Tāmaki,Ngāti Hako,Te Ākitai Waiohua | 3 | 3 | 3 | 2018 | te puna wai | no | 1 | 3 | 1 | CCTV Available (0-10 Years Old) & Soil Type Available | 2.2155 | 2 | 1 | 3 | 1 |  | 1 |  | 1.5 | 0.645 | 0.0091884 | Modelled Flow Data Used & Depth Available | 39.6615 | 9
4094 | 4374 | 927006 | 10088531 | 196137 | DSOTV | Oteha Valley Branch Sewer TS27 | Gravity | Pipe | Buried | OP | CONC | None | 1992-07-01 |  |  | dwg | NI | Transmission | Legacy | 2 |  |  | 4 | 600 | [5 empty] | 65220 | NA |  | 29.62 |  | WSL |  | Te Kawerau a Maki,Ngāti Whātua,Ngāti Maru,Ngāti Whātua o Kaipara,Ngāti Whātua o Ōrākei,Ngāti Tamaoho,Ngāti Manuhiri,Ngāti Whanaunga,Ngāti Tamaterā,Ngāti Pāoa,Ngāi Tai ki Tāmaki,Ngāti Hako,Te Ākitai Waiohua | 3 | 3 | 3 | 2018 | te puna wai | no | 1 | 3 | 1 | CCTV Available (0-10 Years Old) & Soil Type Available | 2.2155 | 2 | 1 | 3 | 1 |  | 1 |  | 1.5 | 0.645 | 0.0091884 | Modelled Flow Data Used & Depth Available | 29.6197 | 9
3190 | 3454 | 914612 | 10088184 | 195349 | DSMFB | Milford Beach Branch Sewer TS6C | Gravity | Pipe | Buried | OP | CONC | None | 1957-01-01 |  |  | dwg | NI | Transmission | Legacy | 2 |  |  | 4 | 675 | [5 empty] | 65018 | NA |  | 31.56 |  | WSL |  | Te Kawerau a Maki,Ngāti Whātua,Ngāti Maru,Ngāti Whātua o Ōrākei,Ngāti Tamaoho,Ngāti Manuhiri,Te Patukirikiri,Ngāti Whanaunga,Ngāti Tamaterā,Ngāti Pāoa,Ngāi Tai ki Tāmaki,Ngāti Hako,Te Ākitai Waiohua | 3 | 3 |  |  |  | no | 3 | 3 | 3 | CCTV NOT Available or Over 30 Years Old & Soil Type Available | 2.2142 | 2 | 1 | 3 | 1 |  | 1 |  | 1.5 | 0.645 | 0.015314 | Modelled Flow Data Used & Depth Available | 31.5644 | 9
4317 | 4604 | 2616370 | 10096687 | 195603 | DSKOD | Kohimarama Branch Diversion Sewer | Gravity | Pipe | Buried | OP | PE | None | 2016-03-24 |  | 0.57 | 0.1s | EI | Transmission | T0000900 | 2 |  |  | 4 | 750 | [5 empty] | 75611 | NA |  | 3.03 |  | WSL |  | Waikato,Te Kawerau a Maki,Ngāti Whātua,Ngāti Maru,Ngāti Whātua o Ōrākei,Ngāti Tamaoho,Te Patukirikiri,Ngāti Whanaunga,Ngāti Tamaterā,Ngāti Pāoa,Ngāi Tai ki Tāmaki,Ngāti Hako,Te Ākitai Waiohua | 1.76 | 2 |  |  |  | no | 5 | 1 | 1 | CCTV NOT Available or Over 30 Years Old & Soil Type Available | 2.2142 | 2 | 1 | 3 | 1 |  | 1 |  | 1.5 | 0.645 | 0.015382 | Modelled Flow Data Used & Depth Available | 3.0252 | 5
3333 | 3600 | 924265 | 10088523 | 196135 | DSOTV | Oteha Valley Branch Sewer TS27 | Gravity | Pipe | Buried | OP | CONC | None | 1992-07-01 |  |  | dwg | NI | Transmission | Legacy | 2 |  |  | 4 | 600 | [5 empty] | 65212 | NA |  | 92.56 |  | WSL |  | Te Kawerau a Maki,Ngāti Whātua,Ngāti Maru,Ngāti Whātua o Kaipara,Ngāti Whātua o Ōrākei,Ngāti Tamaoho,Ngāti Manuhiri,Ngāti Whanaunga,Ngāti Tamaterā,Ngāti Pāoa,Ngāi Tai ki Tāmaki,Ngāti Hako,Te Ākitai Waiohua | 2 | 2 | 2 | 2018 | te puna wai | no | 1 | 3 | 1 | CCTV Available (0-10 Years Old) & Soil Type Available | 2.214 | 2 | 1 | 3 | 1 |  | 1 |  | 1.5 | 0.645 | 0.01608 | Modelled Flow Data Used & Depth Available | 92.5609 | 5
3901 | 4178 | 919119 | 10088522 | 196338 | DSOTV | Oteha Valley Branch Sewer TS27 | Gravity | Pipe | Buried | OP | CONC | None | 1992-07-01 |  |  | dwg | NI | Transmission | Legacy | 2 |  |  | 4 | 600 | [5 empty] | 65211 | NA |  | 89.61 |  | WSL |  | Te Kawerau a Maki,Ngāti Whātua,Ngāti Maru,Ngāti Whātua o Kaipara,Ngāti Whātua o Ōrākei,Ngāti Tamaoho,Ngāti Manuhiri,Ngāti Whanaunga,Ngāti Tamaterā,Ngāti Pāoa,Ngāi Tai ki Tāmaki,Ngāti Hako,Te Ākitai Waiohua | 2 | 2 | 2 | 2018 | te puna wai | no | 1 | 3 | 1 | CCTV Available (0-10 Years Old) & Soil Type Available | 2.214 | 2 | 1 | 3 | 1 |  | 1 |  | 1.5 | 0.645 | 0.01608 | Modelled Flow Data Used & Depth Available | 89.614 | 5
1671 | 1821 | 17538 | 10004265 | 316706 | DSB05 | Branch 5 Herne Bay | Gravity | Pipe | Buried | OP | CONC | PVC | 1999-06-30 |  |  | dwg | OM | Transmission | DU0803 | 2 |  |  | 4 | 600 | [5 empty] | 74058 | NA |  | 3.8 |  | WSL |  | Te Kawerau a Maki,Ngāti Whātua,Ngāti Maru,Ngāti Whātua o Ōrākei,Ngāti Tamaoho,Te Patukirikiri,Ngāti Tamaterā,Ngāti Pāoa,Ngāi Tai ki Tāmaki,Ngāti Hako,Te Ākitai Waiohua | 3 | 3 | 3 | 2008 | te puna wai | no | 1 | 1 | 1 | CCTV Available (10-20 Years Old) & Soil Type Available | 2.214 | 2 | 1 | 3 | 1 |  | 1 |  | 1.5 | 0.645 | 0.016318 | Modelled Flow Data Used & Depth Available | 3.8017 | 9
1670 | 1820 | 17496 | 10004266 | 193315 | DSB05 | Branch 5 Herne Bay | Gravity | Pipe | Tunnelled | OP | CONC | PVC | 1912-06-30 |  |  | dwg | OM | Transmission | DU0803 | 2 |  |  | 4 | 600 | [5 empty] | 74060 | NA |  | 25.35 |  | WSL |  | Te Kawerau a Maki,Ngāti Whātua,Ngāti Maru,Ngāti Whātua o Ōrākei,Ngāti Tamaoho,Te Patukirikiri,Ngāti Tamaterā,Ngāti Pāoa,Ngāi Tai ki Tāmaki,Ngāti Hako,Te Ākitai Waiohua | 1 | 1 | 1 | 2016 | te puna wai | no | 1 | 1 | 1 | CCTV Available (0-10 Years Old) & Soil Type Available | 2.2139 | 2 | 1 | 3 | 1 |  | 1 |  | 1.5 | 0.645 | 0.016338 | Modelled Flow Data Used & Depth Available | 25.3517 | 2
4244 | 4529 | 940976 | 10087981 | 194808 | DSHLA | Hillcrest A Branch Sewer TS15A | Gravity | Pipe | Buried | OP | CONC | None | 2010-01-28 |  | 18.99 | 0.1s | NI | Transmission | R0001842 | 2 |  |  | 4 | 740 | [5 empty] | 64865 | NA |  | 8.08 |  | WSL |  | Te Kawerau a Maki,Ngāti Whātua,Ngāti Maru,Ngāti Whātua o Ōrākei,Ngāti Tamaoho,Ngāti Manuhiri,Te Patukirikiri,Ngāti Whanaunga,Ngāti Tamaterā,Ngāti Pāoa,Ngāi Tai ki Tāmaki,Ngāti Hako,Te Ākitai Waiohua | 1 | 1 | 1 | 2018 | te puna wai | no | 1 | 1 | 1 | CCTV Available (0-10 Years Old) & Soil Type Available | 2.2122 | 2 | 1 | 3 | 1 |  | 1 |  | 1.5 | 0.645 | 0.024502 | Modelled Flow Data Used & Depth Available | 8.0766 | 2
3621 | 3895 | 903530 | 10088818 | 197730 | DSTPF | Takapuna Foreshore Branch Sewer TS6B | Gravity | Pipe | Buried | OP | CONC | RIBLO | 1940-01-01 |  |  | dwg | NI | Transmission | Legacy | 2 |  |  | 4 | 600 | [5 empty] | 65396 | NA |  | 47.58 |  | WSL |  | Te Kawerau a Maki,Ngāti Whātua,Ngāti Maru,Ngāti Whātua o Ōrākei,Ngāti Tamaoho,Ngāti Manuhiri,Te Patukirikiri,Ngāti Whanaunga,Ngāti Tamaterā,Ngāti Pāoa,Ngāi Tai ki Tāmaki,Ngāti Hako,Te Ākitai Waiohua | 3 | 3 | 3 | 2015 | te puna wai | no | 3 | 3 | 1 | CCTV Available (0-10 Years Old) & Soil Type Available | 2.2113 | 2 | 1 | 3 | 1 |  | 1 |  | 1.5 | 0.645 | 0.028331 | Modelled Flow Data Used & Depth Available | 47.5832 | 9
3655 | 3930 | 903527 | 10088819 | 197590 | DSTPF | Takapuna Foreshore Branch Sewer TS6B | Gravity | Pipe | Buried | OP | CONC | RIBLO | 1940-01-01 |  |  | dwg | NI | Transmission | Legacy | 2 |  |  | 4 | 600 | [5 empty] | 65397 | NA |  | 25.8 |  | WSL |  | Te Kawerau a Maki,Ngāti Whātua,Ngāti Maru,Ngāti Whātua o Ōrākei,Ngāti Tamaoho,Ngāti Manuhiri,Te Patukirikiri,Ngāti Whanaunga,Ngāti Tamaterā,Ngāti Pāoa,Ngāi Tai ki Tāmaki,Ngāti Hako,Te Ākitai Waiohua | 2 | 2 | 2 | 2015 | te puna wai | no | 3 | 3 | 1 | CCTV Available (0-10 Years Old) & Soil Type Available | 2.2113 | 2 | 1 | 3 | 1 |  | 1 |  | 1.5 | 0.645 | 0.028331 | Modelled Flow Data Used & Depth Available | 25.8004 | 5
3610 | 3883 | 903526 | 10088820 | 197333 | DSTPF | Takapuna Foreshore Branch Sewer TS6B | Gravity | Pipe | Buried | OP | CONC | RIBLO | 1940-01-01 |  |  | dwg | NI | Transmission | Legacy | 2 |  |  | 4 | 600 | [5 empty] | 65398 | NA |  | 18.06 |  | WSL |  | Te Kawerau a Maki,Ngāti Whātua,Ngāti Maru,Ngāti Whātua o Ōrākei,Ngāti Tamaoho,Ngāti Manuhiri,Te Patukirikiri,Ngāti Whanaunga,Ngāti Tamaterā,Ngāti Pāoa,Ngāi Tai ki Tāmaki,Ngāti Hako,Te Ākitai Waiohua | 2 | 2 | 2 | 2015 | te puna wai | no | 3 | 3 | 1 | CCTV Available (0-10 Years Old) & Soil Type Available | 2.2113 | 2 | 1 | 3 | 1 |  | 1 |  | 1.5 | 0.645 | 0.028331 | Modelled Flow Data Used & Depth Available | 18.063 | 5
3002 | 3263 | 2095470 | 10090289 | 194686 | DSECD | East Coast Bays Diversion Branch Sewer TS32 | Gravity | Pipe | Buried | OP | PVC-U | None | 2014-07-04 | 3.65 | 3.17 | 0.1s | NI | Transmission | R0003643 | 2 |  |  | 4 | 375 | [5 empty] | 64617 | NA |  | 28.98 |  | WSL |  | Te Kawerau a Maki,Ngāti Whātua,Ngāti Maru,Ngāti Whātua o Ōrākei,Ngāti Tamaoho,Ngāti Manuhiri,Te Patukirikiri,Ngāti Whanaunga,Ngāti Tamaterā,Ngāti Pāoa,Ngāi Tai ki Tāmaki,Ngāti Hako,Te Ākitai Waiohua | 1.59 | 2 |  |  |  | no | 3 | 3 | 1 | CCTV NOT Available or Over 30 Years Old & Soil Type Not Available | 2.21 | 2 | 1 | 1 | 1 |  | 1 |  | 5 | 0.64 | 0 | Modelled Flow Data Used & Depth Available | 28.9847 | 5
2977 | 3237 | 2095471 | 10090288 | 194331 | DSECD | East Coast Bays Diversion Branch Sewer TS32 | Gravity | Pipe | Buried | OP | PVC-U | None | 2014-07-04 | 3.16 | 2.91 | 0.1s | NI | Transmission | R0003643 | 2 |  |  | 4 | 375 | [5 empty] | 64616 | NA |  | 13.69 |  | WSL |  | Te Kawerau a Maki,Ngāti Whātua,Ngāti Maru,Ngāti Whātua o Ōrākei,Ngāti Tamaoho,Ngāti Manuhiri,Te Patukirikiri,Ngāti Whanaunga,Ngāti Tamaterā,Ngāti Pāoa,Ngāi Tai ki Tāmaki,Ngāti Hako,Te Ākitai Waiohua | 1.59 | 2 |  |  |  | no | 3 | 3 | 1 | CCTV NOT Available or Over 30 Years Old & Soil Type Not Available | 2.21 | 2 | 1 | 1 | 1 |  | 1 |  | 5 | 0.64 | 0 | Modelled Flow Data Used & Depth Available | 13.6948 | 5
2968 | 3227 | 2095469 | 10090290 | 194160 | DSECD | East Coast Bays Diversion Branch Sewer TS32 | Gravity | Pipe | Buried | OP | PVC-U | None | 2014-07-04 | 4.04 | 3.69 | 0.1s | NI | Transmission | R0003643 | 2 |  |  | 4 | 375 | [5 empty] | 64618 | NA |  | 12.22 |  | WSL |  | Te Kawerau a Maki,Ngāti Whātua,Ngāti Maru,Ngāti Whātua o Ōrākei,Ngāti Tamaoho,Ngāti Manuhiri,Te Patukirikiri,Ngāti Whanaunga,Ngāti Tamaterā,Ngāti Pāoa,Ngāi Tai ki Tāmaki,Ngāti Hako,Te Ākitai Waiohua | 1.59 | 2 |  |  |  | no | 3 | 3 | 1 | CCTV NOT Available or Over 30 Years Old & Soil Type Not Available | 2.21 | 2 | 1 | 1 | 1 |  | 1 |  | 5 | 0.64 | 0 | Modelled Flow Data Used & Depth Available | 12.2235 | 5
2765 | 3007 | 302829 | 10064132 | 195369 | DSMGS | Mangere South Branch | Gravity | Pipe | Buried | OP | CONC | None | 1964-06-30 | 6.92 | 6.19 | dwg | EI | Transmission | DC09028 | 2 |  |  | 4 | 375 | [5 empty] | 75839 | NA |  | 40.89 |  | WSL |  | Waikato,Te Kawerau a Maki,Ngāti Maru,Ngāti Whātua o Ōrākei,Ngāti Tamaoho,Ngāti Tamaterā,Ngāi Tai ki Tāmaki,Ngāti Hako,Te Ākitai Waiohua | 2.46 | 2 |  |  |  | no | 5 | 1 | 2 | CCTV NOT Available or Over 30 Years Old & Soil Type Available | 2.2099 | 2 | 1 | 1 | 1 |  | 1 |  | 5 | 0.64 | 0.00029599 | Modelled Flow Data Used & Depth Available | 40.8895 | 5
1537 | 1655 | 15573 | 10004332 | 193580 | DSB06 | Branch 6 Coxs Creek | Gravity | Pipe | Encased | OP | VC | None | 1913-06-30 | 9.12 | 8.57 | dwg | OM | Transmission | Legacy | 2 |  |  | 4 | 300 | [5 empty] | 74118 | NA |  | 98 |  | WSL |  | Te Kawerau a Maki,Ngāti Whātua,Ngāti Maru,Ngāti Whātua o Ōrākei,Ngāti Tamaoho,Ngāti Tamaterā,Ngāi Tai ki Tāmaki,Ngāti Hako,Te Ākitai Waiohua | 3.28 | 3 | 3 | 2018 | CCTV Footage Review Log South_Latest.xls | yes | 3 | 1 | 4 | CCTV Available (0-10 Years Old) & Soil Type Available | 2.2099 | 2 | 1 | 1 | 1 |  | 1 | Significant Ecological Area - SEA_T_6120 | 5 | 0.64 | 0.00045686 | Modelled Flow Data Used & Depth Available | 97.9962 | 9
1189 | 1260 | 15164 | 10004598 | 193409 | DSB09 | Branch 9 Mt Roskill | Gravity | Pipe | Buried | OP | CONC | None | 1946-06-30 | 42.56 | 42.4 | dwg | WI | Transmission | Legacy | 2 |  |  | 4 | 600 | [5 empty] | 74303 | NA |  | 89.54 |  | WSL |  | Waikato,Te Kawerau a Maki,Ngāti Whātua,Ngāti Maru,Ngāti Whātua o Ōrākei,Ngāti Tamaoho,Ngāti Tamaterā,Ngāi Tai ki Tāmaki,Ngāti Hako,Te Ākitai Waiohua | 2.67 | 3 | 2 | 2016 | CCTV Footage Review Log South_Latest.xls | no | 5 | 1 | 3 | CCTV Available (0-10 Years Old) & Soil Type Available | 2.2099 | 2 | 2 | 3 | 1 |  | 1 | Aquifer - Auckland Isthmus Volcanic Aquifer | 1 | 0.625 | 0.039773 | Modelled Flow Data Used & Depth Available | 89.5376 | 9
1188 | 1259 | 15163 | 10004597 | 193554 | DSB09 | Branch 9 Mt Roskill | Gravity | Pipe | Buried | OP | CONC | None | 1946-06-30 | 42.4 | 42.33 | dwg | WI | Transmission | Legacy | 2 |  |  | 4 | 600 | [5 empty] | 74302 | NA |  | 38.67 |  | WSL |  | Waikato,Te Kawerau a Maki,Ngāti Whātua,Ngāti Maru,Ngāti Whātua o Ōrākei,Ngāti Tamaoho,Ngāti Tamaterā,Ngāi Tai ki Tāmaki,Ngāti Hako,Te Ākitai Waiohua | 2.67 | 3 | 2 | 2016 | CCTV Footage Review Log South_Latest.xls | no | 5 | 1 | 3 | CCTV Available (0-10 Years Old) & Soil Type Available | 2.2099 | 2 | 2 | 3 | 1 |  | 1 | Aquifer - Auckland Isthmus Volcanic Aquifer | 1 | 0.625 | 0.039773 | Modelled Flow Data Used & Depth Available | 38.6708 | 9
2028 | 2222 | 15570 | 10004329 | 193425 | DSB06 | Branch 6 Coxs Creek | Gravity | Pipe | Encased | OP | VC | None | 1913-06-30 | 7.29 | 7.24 | dwg | OM | Transmission | Legacy | 2 |  |  | 4 | 300 | [5 empty] | 74115 | NA |  | 71.41 |  | WSL |  | Te Kawerau a Maki,Ngāti Whātua,Ngāti Maru,Ngāti Whātua o Ōrākei,Ngāti Tamaoho,Ngāti Tamaterā,Ngāi Tai ki Tāmaki,Ngāti Hako,Te Ākitai Waiohua | 2.64 | 3 | 2 | 2018 | CCTV Footage Review Log South_Latest.xls | yes | 1 | 1 | 4 | CCTV Available (0-10 Years Old) & Soil Type Available | 2.2098 | 2 | 1 | 1 | 1 |  | 1 |  | 5 | 0.64 | 0.0010585 | Modelled Flow Data Used & Depth Available | 71.4074 | 9
2622 | 2849 | 16288 | 10004791 | 193698 | DSB3B | Branch 3B Judges Bay | Gravity | Pipe | Buried | OP | VC | None | 1910-06-30 | 7.2 | 4.05 | dwg | OM | Transmission | DU1406 | 2 |  |  | 4 | 225 | [5 empty] | 74394 | NA |  | 473.54 |  | WSL |  | Waikato,Te Kawerau a Maki,Ngāti Whātua,Ngāti Maru,Ngāti Whātua o Ōrākei,Ngāti Tamaoho,Te Patukirikiri,Ngāti Tamaterā,Ngāti Pāoa,Ngāi Tai ki Tāmaki,Ngāti Hako,Te Ākitai Waiohua | 3.28 | 3 | 3 | 2015 | te puna wai | yes | 3 | 1 | 4 | CCTV Available (0-10 Years Old) & Soil Type Available | 2.2097 | 2 | 1 | 1 | 1 |  | 1 | Significant Ecological Area - SEA_T_6060 | 5 | 0.64 | 0.0014574 | Modelled Flow Data Used & Depth Available | 473.5434 | 9
758 | 797 | 15693 | 10004328 | 193579 | DSB06 | Branch 6 Coxs Creek | Gravity | Pipe | Encased | OP | VC | None | 1913-06-30 | 7.24 | 7.22 | dwg | OM | Transmission | Legacy | 2 |  |  | 4 | 300 | [5 empty] | 74114 | NA |  | 3.36 |  | WSL |  | Te Kawerau a Maki,Ngāti Whātua,Ngāti Maru,Ngāti Whātua o Ōrākei,Ngāti Tamaoho,Ngāti Tamaterā,Ngāi Tai ki Tāmaki,Ngāti Hako,Te Ākitai Waiohua | 2.86 | 3 | 2 | 2018 | CCTV Footage Review Log South_Latest.xls | yes | 3 | 1 | 4 | CCTV Available (0-10 Years Old) & Soil Type Available | 2.2097 | 2 | 1 | 1 | 1 |  | 1 |  | 5 | 0.64 | 0.0015186 | Modelled Flow Data Used & Depth Available | 3.3614 | 9
1239 | 1321 | 25922 | 10004326 | 193335 | DSB06 | Branch 6 Coxs Creek | Gravity | Pipe | Buried | OP | CONC | NA | 2006-08-01 | 6.59 | 6.62 | 0.1s | OM | Transmission | DC07006 | 2 |  |  | 4 | 300 | [5 empty] | 74112 | NA |  | 10.56 |  | WSL |  | Te Kawerau a Maki,Ngāti Whātua,Ngāti Maru,Ngāti Whātua o Ōrākei,Ngāti Tamaoho,Ngāti Tamaterā,Ngāi Tai ki Tāmaki,Ngāti Hako,Te Ākitai Waiohua | 2 | 2 | 2 | 2018 | CCTV Footage Review Log South_Latest.xls | yes | 1 | 1 | 1 | CCTV Available (0-10 Years Old) & Soil Type Available | 2.2097 | 2 | 1 | 1 | 1 |  | 1 |  | 5 | 0.64 | 0.0015186 | Modelled Flow Data Used & Depth Available | 10.5606 | 5
2940 | 3198 | 2566544 | 10086824 | 196810 | DSSLD | South Lynn Branch Diversion Sewer | Gravity | Pipe | Buried | OP | PE | None | 2014-05-23 | 25.31 | 23.97 | 0.1s | WI | Transmission | T0000637 | 2 |  |  | 4 | 375 | [5 empty] | 77422 | NA |  | 113.31 |  | WSL |  | Waikato,Te Kawerau a Maki,Ngāti Whātua,Ngāti Whātua o Ōrākei,Ngāti Tamaoho,Ngāti Tamaterā,Te Ākitai Waiohua | 1 | 1 |  |  |  | no | 1 | 1 | 1 | CCTV NOT Available or Over 30 Years Old & Soil Type Available | 2.2096 | 2 | 1 | 1 | 1 |  | 1 |  | 5 | 0.64 | 0.001895 | Modelled Flow Data Used & Depth Available | 113.3092 | 2
2948 | 3206 | 2566695 | 10086835 | 197141 | DSSLN | Southlynn Branch | Gravity | Pipe | Buried | OP | CONC | None | 1963-06-30 | 25.85 | 24.83 | dwg | WI | Transmission | Legacy | 2 |  |  | 4 | 229 | [5 empty] | 77431 | NA |  | 16.57 |  | WSL |  | Waikato,Te Kawerau a Maki,Ngāti Whātua,Ngāti Whātua o Ōrākei,Ngāti Tamaoho,Ngāti Tamaterā,Te Ākitai Waiohua | 2.41 | 2 |  |  |  | no | 1 | 1 | 3 | CCTV NOT Available or Over 30 Years Old & Soil Type Available | 2.2096 | 2 | 1 | 1 | 1 |  | 1 |  | 5 | 0.64 | 0.001895 | Modelled Flow Data Used & Depth Available | 16.5731 | 5
1947 | 2132 | 16070 | 10008667 | 197274 | DSTBR | Tamaki Bridge Branch | Gravity | Pipe | Buried | OP | CONC | None | 1960-06-30 | 7.2 | 6.51 | dwg | SI | Transmission | Legacy | 2 |  |  | 4 | 250 | [5 empty] | 77861 | NA |  | 41.41 |  | WSL |  | Waikato,Te Kawerau a Maki,Ngāti Maru,Ngāti Tamaoho,Ngāti Whanaunga,Ngāti Tamaterā,Ngāti Pāoa,Ngāi Tai ki Tāmaki,Ngāti Hako,Te Ākitai Waiohua | 1.94 | 2 | 1 | 2015 | te puna wai | no | 1 | 3 | 3 | CCTV Available (0-10 Years Old) & Soil Type Available | 2.2095 | 2 | 1 | 1 | 1 |  | 1 |  | 5 | 0.64 | 0.0022007 | Modelled Flow Data Used & Depth Available | 41.4091 | 5
1946 | 2131 | 16069 | 10008666 | 197077 | DSTBR | Tamaki Bridge Branch | Gravity | Pipe | Buried | OP | CONC | None | 1960-06-30 | 6.51 | 5.88 | dwg | SI | Transmission | Legacy | 2 |  |  | 4 | 250 | [5 empty] | 77860 | NA |  | 39.67 |  | WSL |  | Waikato,Te Kawerau a Maki,Ngāti Maru,Ngāti Tamaoho,Ngāti Whanaunga,Ngāti Tamaterā,Ngāti Pāoa,Ngāi Tai ki Tāmaki,Ngāti Hako,Te Ākitai Waiohua | 1.94 | 2 | 1 | 2015 | te puna wai | no | 1 | 3 | 3 | CCTV Available (0-10 Years Old) & Soil Type Available | 2.2095 | 2 | 1 | 1 | 1 |  | 1 |  | 5 | 0.64 | 0.0022007 | Modelled Flow Data Used & Depth Available | 39.6736 | 5
1172 | 1240 | 15416 | 10004289 | 193173 | DSB05 | Branch 5 Herne Bay | Gravity | Pipe | Tunnelled | OP | VC | RIBL | 1912-06-30 | 10.33 | 9.76 | dwg | OM | Transmission | Legacy | 2 |  |  | 4 | 229 | [5 empty] | 74084 | NA |  | 173.78 |  | WSL |  | Te Kawerau a Maki,Ngāti Whātua,Ngāti Maru,Ngāti Whātua o Ōrākei,Ngāti Tamaoho,Ngāti Tamaterā,Ngāi Tai ki Tāmaki,Ngāti Hako,Te Ākitai Waiohua | 1 | 1 | 1 | 2018 | CCTV Footage Review Log South_Latest.xls | no | 1 | 1 | 1 | CCTV Available (0-10 Years Old) & Soil Type Available | 2.2095 | 2 | 1 | 1 | 1 |  | 1 |  | 5 | 0.64 | 0.0022682 | Modelled Flow Data Used & Depth Available | 173.7825 | 2
1433 | 1531 | 16870 | 10008524 | 197182 | DSSWN | Swanson Branch | Gravity | Pipe | Buried | OP | CONC | None | 1965-06-30 | 18.11 | 17.73 | dwg | WI | Transmission | Legacy | 2 |  |  | 4 | 375 | [5 empty] | 77790 | NA |  | 128.5 |  | WSL |  | Te Kawerau a Maki,Ngāti Whātua,Ngāti Whātua o Ōrākei,Ngāti Tamaoho,Ngāti Tamaterā,Te Ākitai Waiohua | 2 | 2 | 2 | 2009 | te puna wai | no | 1 | 3 | 2 | CCTV Available (10-20 Years Old) & Soil Type Available | 2.2095 | 2 | 1 | 1 | 1 |  | 1 | Significant Ecological Area - SEA_T_4670 | 5 | 0.64 | 0.0024194 | Modelled Flow Data Used & Depth Available | 128.4965 | 5
2312 | 2523 | 15346 | 10004900 | 193491 | DSB7B | Branch 7B Mt Eden | Gravity | Pipe | Buried | OP | VC | CIPP | 1912-06-30 | 30.81 | 25.45 | dwg | OM | Transmission | Legacy | 2 |  |  | 4 | 229 | [5 empty] | 74464 | NA |  | 113.54 |  | WSL |  | Te Kawerau a Maki,Ngāti Whātua,Ngāti Maru,Ngāti Whātua o Ōrākei,Ngāti Tamaoho,Te Patukirikiri,Ngāti Tamaterā,Ngāti Pāoa,Ngāi Tai ki Tāmaki,Ngāti Hako,Te Ākitai Waiohua | 1 | 1 | 1 | 2015 | te puna wai | no | 1 | 1 | 1 | CCTV Available (0-10 Years Old) & Soil Type Available | 2.2095 | 2 | 1 | 1 | 1 |  | 1 |  | 5 | 0.64 | 0.0024613 | Modelled Flow Data Used & Depth Available | 113.5359 | 2
687 | 720 | 15347 | 10004901 | 193879 | DSB7B | Branch 7B Mt Eden | Gravity | Pipe | Buried | OP | VC | RBLOC | 1912-06-30 | 34.37 | 30.81 | dwg | OM | Transmission | Legacy | 2 |  |  | 4 | 229 | [5 empty] | 74465 | NA |  | 53.3 |  | WSL |  | Waikato,Te Kawerau a Maki,Ngāti Whātua,Ngāti Maru,Ngāti Whātua o Ōrākei,Ngāti Tamaoho,Te Patukirikiri,Ngāti Tamaterā,Ngāti Pāoa,Ngāi Tai ki Tāmaki,Ngāti Hako,Te Ākitai Waiohua | 1 | 1 | 1 | 2015 | te puna wai | no | 1 | 1 | 1 | CCTV Available (0-10 Years Old) & Soil Type Available | 2.2095 | 2 | 1 | 1 | 1 |  | 1 |  | 5 | 0.64 | 0.0024645 | Modelled Flow Data Used & Depth Available | 53.298 | 2
688 | 721 | 15348 | 10004902 | 193734 | DSB7B | Branch 7B Mt Eden | Gravity | Pipe | Buried | OP | VC | RBLOC | 1912-06-30 | 43.48 | 40.03 | dwg | OM | Transmission | Legacy | 2 |  |  | 4 | 225 | [5 empty] | 74466 | NA |  | 52 |  | WSL |  | Waikato,Te Kawerau a Maki,Ngāti Whātua,Ngāti Maru,Ngāti Whātua o Ōrākei,Ngāti Tamaoho,Te Patukirikiri,Ngāti Tamaterā,Ngāti Pāoa,Ngāi Tai ki Tāmaki,Ngāti Hako,Te Ākitai Waiohua | 1 | 1 | 1 | 2015 | te puna wai | no | 1 | 1 | 1 | CCTV Available (0-10 Years Old) & Soil Type Available | 2.2095 | 2 | 1 | 1 | 1 |  | 1 |  | 5 | 0.64 | 0.0024645 | Modelled Flow Data Used & Depth Available | 51.9952 | 2
689 | 722 | 15349 | 10004903 | 193635 | DSB7B | Branch 7B Mt Eden | Gravity | Pipe | Buried | OP | VC | RBLOC | 1912-06-30 | 51.06 | 50.21 | dwg | OM | Transmission | Legacy | 2 |  |  | 4 | 300 | [5 empty] | 74467 | NA |  | 50.76 |  | WSL |  | Waikato,Te Kawerau a Maki,Ngāti Whātua,Ngāti Maru,Ngāti Whātua o Ōrākei,Ngāti Tamaoho,Te Patukirikiri,Ngāti Tamaterā,Ngāti Pāoa,Ngāi Tai ki Tāmaki,Ngāti Hako,Te Ākitai Waiohua | 1 | 1 | 1 | 2015 | te puna wai | no | 1 | 1 | 1 | CCTV Available (0-10 Years Old) & Soil Type Available | 2.2095 | 2 | 1 | 1 | 1 |  | 1 |  | 5 | 0.64 | 0.0024645 | Modelled Flow Data Used & Depth Available | 50.7621 | 2
2052 | 2247 | 15976 | 10007771 | 196780 | DSPPS | Papatoetoe South Branch | Gravity | Pipe | Buried | OP | CONC | None | 1966-06-30 | 11.72 | 11.18 | dwg | SI | Transmission | Legacy | 2 |  |  | 4 | 225 | [5 empty] | 77058 | NA |  | 112.42 |  | WSL |  | Waikato,Te Kawerau a Maki,Ngāti Maru,Ngāti Tamaoho,Ngāti Tamaterā,Ngāi Tai ki Tāmaki,Ngāti Hako,Te Ākitai Waiohua | 2.33 | 2 | 2 | 2012 | te puna wai | no | 5 | 1 | 2 | CCTV Available (10-20 Years Old) & Soil Type Available | 2.2092 | 2 | 1 | 1 | 1 |  | 1 |  | 5 | 0.64 | 0.0035938 | Modelled Flow Data Used & Depth Available | 112.4167 | 5
1231 | 1313 | 29917 | 10007366 | 195973 | DSOTN | Otahuhu North Branch | Gravity | Pipe | Buried | OP | CONC | None | 1965-06-30 | 5.68 | 5.48 | dwg | EI | Transmission | Legacy | 2 |  |  | 4 | 280 | [5 empty] | 76544 | NA |  | 3.75 |  | WSL |  | Waikato,Te Kawerau a Maki,Ngāti Maru,Ngāti Whātua o Ōrākei,Ngāti Tamaoho,Ngāti Whanaunga,Ngāti Tamaterā,Ngāti Pāoa,Ngāi Tai ki Tāmaki,Ngāti Hako,Te Ākitai Waiohua | 3 | 3 | 3 | 2020 | CCTV Footage Review Log South_Latest.xls | no | 1 | 3 | 2 | CCTV Available (0-10 Years Old) & Soil Type Available | 2.2092 | 2 | 1 | 1 | 1 |  | 1 |  | 5 | 0.64 | 0.0038254 | Modelled Flow Data Used & Depth Available | 3.7475 | 9
801 | 840 | 14974 | 10007367 | 196331 | DSOTN | Otahuhu North Branch | Gravity | Pipe | Buried | OP | CONC | None | 1965-06-30 | -0.42 | -0.44 | dwg | EI | Transmission | Legacy | 2 |  |  | 4 | 310 | [5 empty] | 76545 | NA |  | 2.51 |  | WSL |  | Waikato,Te Kawerau a Maki,Ngāti Maru,Ngāti Whātua o Ōrākei,Ngāti Tamaoho,Ngāti Whanaunga,Ngāti Tamaterā,Ngāti Pāoa,Ngāi Tai ki Tāmaki,Ngāti Hako,Te Ākitai Waiohua | 1.92 | 2 |  |  |  | no | 1 | 3 | 2 | CCTV NOT Available or Over 30 Years Old & Soil Type Available | 2.2092 | 2 | 1 | 1 | 1 |  | 1 |  | 5 | 0.64 | 0.0038286 | Modelled Flow Data Used & Depth Available | 2.5133 | 5
1190 | 1261 | 15165 | 10004599 | 193798 | DSB09 | Branch 9 Mt Roskill | Gravity | Pipe | Buried | OP | CONC | None | 1946-06-30 | 42.76 | 42.56 | dwg | WI | Transmission | Legacy | 2 |  |  | 4 | 600 | [5 empty] | 74304 | NA |  | 114.26 |  | WSL |  | Waikato,Te Kawerau a Maki,Ngāti Whātua,Ngāti Maru,Ngāti Whātua o Ōrākei,Ngāti Tamaoho,Ngāti Tamaterā,Ngāi Tai ki Tāmaki,Ngāti Hako,Te Ākitai Waiohua | 2.67 | 3 | 2 | 2016 | CCTV Footage Review Log South_Latest.xls | no | 5 | 1 | 3 | CCTV Available (0-10 Years Old) & Soil Type Available | 2.2091 | 2 | 2 | 3 | 1 |  | 1 | Aquifer - Auckland Isthmus Volcanic Aquifer | 1 | 0.625 | 0.038482 | Modelled Flow Data Used & Depth Available | 114.2633 | 9
2053 | 2248 | 15975 | 10007770 | 196673 | DSPPS | Papatoetoe South Branch | Gravity | Pipe | Buried | OP | CONC | None | 1966-06-30 | 11.18 | 10.46 | dwg | SI | Transmission | Legacy | 2 |  |  | 4 | 225 | [5 empty] | 77057 | NA |  | 125.44 |  | WSL |  | Waikato,Te Kawerau a Maki,Ngāti Maru,Ngāti Tamaoho,Ngāti Tamaterā,Ngāi Tai ki Tāmaki,Ngāti Hako,Te Ākitai Waiohua | 2.33 | 2 | 2 | 2012 | te puna wai | no | 5 | 1 | 2 | CCTV Available (10-20 Years Old) & Soil Type Available | 2.2091 | 2 | 1 | 1 | 1 |  | 1 |  | 5 | 0.64 | 0.0041536 | Modelled Flow Data Used & Depth Available | 125.4447 | 5
2938 | 3196 | 2566553 | 10086814 | 197048 | DSSLD | South Lynn Branch Diversion Sewer | Gravity | Pipe | Buried | OP | PE | None | 2014-05-23 | 15.05 | 14.74 | 0.1s | WI | Transmission | T0000637 | 2 |  |  | 4 | 375 | [5 empty] | 77412 | NA |  | 3.53 |  | WSL |  | Waikato,Te Kawerau a Maki,Ngāti Whātua,Ngāti Whātua o Ōrākei,Ngāti Tamaoho,Ngāti Tamaterā,Te Ākitai Waiohua | 1.97 | 2 |  |  |  | no | 5 | 3 | 1 | CCTV NOT Available or Over 30 Years Old & Soil Type Available | 2.2091 | 2 | 1 | 1 | 1 |  | 1 |  | 5 | 0.64 | 0.00416 | Modelled Flow Data Used & Depth Available | 3.5309 | 5
2454 | 2669 | 16268 | 10006458 | 195344 | DSMEB | Mellons Bay Branch | Gravity | Pipe | Exposed | OP | CONC | None | 1966-06-30 | 1.6 | 1.34 | dwg | HI | Transmission | Legacy | 2 |  |  | 4 | 250 | [5 empty] | 75812 | NA |  | 92.51 |  | WSL |  | Waikato,Ngāti Maru,Ngāti Tamaoho,Te Patukirikiri,Ngāti Whanaunga,Ngāti Tamaterā,Ngāti Pāoa,Ngāi Tai ki Tāmaki,Ngāti Hako,Te Ākitai Waiohua | 3 | 3 | 3 | 2015 | CCTV Footage Review Log South_Latest.xls | no | 1 | 1 | 2 | CCTV Available (0-10 Years Old) & Soil Type Available | 2.2091 | 2 | 1 | 1 | 1 | Safe Swim Beach | 1 |  | 5 | 0.64 | 0.0043917 | Modelled Flow Data Used & Depth Available | 92.5055 | 9
2660 | 2887 | 14811 | 10007363 | 196330 | DSOTN | Otahuhu North Branch | Gravity | Pipe | Buried | OP | CONC | None | 1965-06-30 | 5.32 | 5.04 | dwg | EI | Transmission | Legacy | 2 |  |  | 4 | 318 | [5 empty] | 76541 | NA |  | 106.37 |  | WSL |  | Waikato,Te Kawerau a Maki,Ngāti Maru,Ngāti Whātua o Ōrākei,Ngāti Tamaoho,Ngāti Whanaunga,Ngāti Tamaterā,Ngāti Pāoa,Ngāi Tai ki Tāmaki,Ngāti Hako,Te Ākitai Waiohua | 3 | 3 | 3 | 2020 | CCTV Footage Review Log South_Latest.xls | no | 3 | 3 | 2 | CCTV Available (0-10 Years Old) & Soil Type Available | 2.2091 | 2 | 1 | 1 | 1 |  | 1 |  | 5 | 0.64 | 0.0044142 | Modelled Flow Data Used & Depth Available | 106.3732 | 9
2659 | 2886 | 14812 | 10007364 | 196127 | DSOTN | Otahuhu North Branch | Gravity | Pipe | Buried | OP | CONC | None | 1965-06-30 | 5.48 | 5.32 | dwg | EI | Transmission | Legacy | 2 |  |  | 4 | 318 | [5 empty] | 76542 | NA |  | 64.5 |  | WSL |  | Waikato,Te Kawerau a Maki,Ngāti Maru,Ngāti Whātua o Ōrākei,Ngāti Tamaoho,Ngāti Whanaunga,Ngāti Tamaterā,Ngāti Pāoa,Ngāi Tai ki Tāmaki,Ngāti Hako,Te Ākitai Waiohua | 3 | 3 | 3 | 2020 | CCTV Footage Review Log South_Latest.xls | no | 3 | 3 | 2 | CCTV Available (0-10 Years Old) & Soil Type Available | 2.2091 | 2 | 1 | 1 | 1 |  | 1 |  | 5 | 0.64 | 0.0044142 | Modelled Flow Data Used & Depth Available | 64.499 | 9
2662 | 2890 | 14810 | 10007362 | 195972 | DSOTN | Otahuhu North Branch | Gravity | Pipe | Buried | OP | CONC | None | 1965-06-30 | 5.04 | 4.7 | dwg | EI | Transmission | Legacy | 2 |  |  | 4 | 318 | [5 empty] | 76540 | NA |  | 53.28 |  | WSL |  | Waikato,Te Kawerau a Maki,Ngāti Maru,Ngāti Whātua o Ōrākei,Ngāti Tamaoho,Ngāti Whanaunga,Ngāti Tamaterā,Ngāti Pāoa,Ngāi Tai ki Tāmaki,Ngāti Hako,Te Ākitai Waiohua | 3 | 3 | 3 | 2020 | CCTV Footage Review Log South_Latest.xls | no | 3 | 3 | 2 | CCTV Available (0-10 Years Old) & Soil Type Available | 2.2091 | 2 | 1 | 1 | 1 |  | 1 |  | 5 | 0.64 | 0.0044882 | Modelled Flow Data Used & Depth Available | 53.284 | 9
2126 | 2327 | 16255 | 10006445 | 195736 | DSMEB | Mellons Bay Branch | Gravity | Pipe | Buried | OP | CONC | None | 1966-06-30 | -2.15 | -2.55 | dwg | HI | Transmission | Legacy | 2 |  |  | 4 | 250 | [5 empty] | 75797 | NA |  | 131.74 |  | WSL |  |  | 2.17 | 2 | 2 | 2015 | CCTV Footage Review Log South_Latest.xls | no | 3 | 3 | 2 | CCTV Available (0-10 Years Old) & Soil Type Not Available | 2.209 | 2 | 1 | 1 | 1 | Safe Swim Beach | 1 | Ocean Intercept | 5 | 0.64 | 0.0045879 | Modelled Flow Data Used & Depth Available | 131.736 | 5
2127 | 2328 | 16254 | 10006444 | 195496 | DSMEB | Mellons Bay Branch | Gravity | Pipe | Buried | OP | CONC | None | 1966-06-30 | -2.55 | -3.04 | dwg | HI | Transmission | Legacy | 2 |  |  | 4 | 250 | [5 empty] | 75796 | NA |  | 112.58 |  | WSL |  | Waikato,Ngāti Maru,Ngāti Tamaoho,Te Patukirikiri,Ngāti Whanaunga,Ngāti Tamaterā,Ngāti Pāoa,Ngāi Tai ki Tāmaki,Ngāti Hako,Te Ākitai Waiohua | 2 | 2 | 2 | 2015 | CCTV Footage Review Log South_Latest.xls | no | 1 | 1 | 2 | CCTV Available (0-10 Years Old) & Soil Type Available | 2.209 | 2 | 1 | 1 | 1 | Safe Swim Beach | 1 | Ocean Intercept, Place Of Historic Heritage - Howick Wharf site | 5 | 0.64 | 0.0045879 | Modelled Flow Data Used & Depth Available | 112.5766 | 5
2125 | 2326 | 16256 | 10006446 | 195341 | DSMEB | Mellons Bay Branch | Gravity | Pipe | Buried | OP | CONC | None | 1966-06-30 | -1.79 | -2.15 | dwg | HI | Transmission | Legacy | 2 |  |  | 4 | 250 | [5 empty] | 75798 | NA |  | 129.4 |  | WSL |  |  | 2.17 | 2 | 2 | 2015 | CCTV Footage Review Log South_Latest.xls | no | 3 | 3 | 2 | CCTV Available (0-10 Years Old) & Soil Type Not Available | 2.209 | 2 | 1 | 1 | 1 | Safe Swim Beach | 1 | Ocean Intercept | 5 | 0.64 | 0.0045911 | Modelled Flow Data Used & Depth Available | 129.4028 | 5
2124 | 2325 | 16257 | 10006447 | 195884 | DSMEB | Mellons Bay Branch | Gravity | Pipe | Buried | OP | CONC | None | 1966-06-30 | -1.46 | -1.79 | dwg | HI | Transmission | Legacy | 2 |  |  | 4 | 250 | [5 empty] | 75799 | NA |  | 99.88 |  | WSL |  |  | 2.17 | 2 | 2 | 2015 | CCTV Footage Review Log South_Latest.xls | no | 3 | 3 | 2 | CCTV Available (0-10 Years Old) & Soil Type Not Available | 2.209 | 2 | 1 | 1 | 1 | Safe Swim Beach | 1 | Ocean Intercept | 5 | 0.64 | 0.0045943 | Modelled Flow Data Used & Depth Available | 99.8755 | 5
2122 | 2323 | 16259 | 10006449 | 195737 | DSMEB | Mellons Bay Branch | Gravity | Pipe | Buried | OP | CONC | None | 1966-06-30 | -0.89 | -1.21 | dwg | HI | Transmission | Legacy | 2 |  |  | 4 | 250 | [5 empty] | 75801 | NA |  | 108.17 |  | WSL |  |  | 2.17 | 2 | 2 | 2015 | CCTV Footage Review Log South_Latest.xls | no | 3 | 3 | 2 | CCTV Available (0-10 Years Old) & Soil Type Not Available | 2.209 | 2 | 1 | 1 | 1 | Safe Swim Beach | 1 | Ocean Intercept | 5 | 0.64 | 0.0045976 | Modelled Flow Data Used & Depth Available | 108.172 | 5
2123 | 2324 | 16258 | 10006448 | 195497 | DSMEB | Mellons Bay Branch | Gravity | Pipe | Buried | OP | CONC | None | 1966-06-30 | -1.21 | -1.46 | dwg | HI | Transmission | Legacy | 2 |  |  | 4 | 250 | [5 empty] | 75800 | NA |  | 86.04 |  | WSL |  |  | 3 | 3 | 3 | 2015 | CCTV Footage Review Log South_Latest.xls | no | 3 | 3 | 2 | CCTV Available (0-10 Years Old) & Soil Type Not Available | 2.209 | 2 | 1 | 1 | 1 | Safe Swim Beach | 1 | Ocean Intercept | 5 | 0.64 | 0.0045976 | Modelled Flow Data Used & Depth Available | 86.044 | 9
2121 | 2322 | 16260 | 10006450 | 195342 | DSMEB | Mellons Bay Branch | Gravity | Pipe | Buried | OP | CONC | None | 1966-06-30 | -0.58 | -0.89 | dwg | HI | Transmission | Legacy | 2 |  |  | 4 | 250 | [5 empty] | 75802 | NA |  | 108.91 |  | WSL |  |  | 2.17 | 2 | 2 | 2015 | CCTV Footage Review Log South_Latest.xls | no | 3 | 3 | 2 | CCTV Available (0-10 Years Old) & Soil Type Not Available | 2.209 | 2 | 1 | 1 | 1 | Safe Swim Beach | 1 | Ocean Intercept | 5 | 0.64 | 0.0046008 | Modelled Flow Data Used & Depth Available | 108.9136 | 5
2120 | 2321 | 16261 | 10006451 | 195885 | DSMEB | Mellons Bay Branch | Gravity | Pipe | Buried | OP | CONC | None | 1966-06-30 | -0.35 | -0.58 | dwg | HI | Transmission | Legacy | 2 |  |  | 4 | 250 | [5 empty] | 75803 | NA |  | 76.7 |  | WSL |  | Waikato,Ngāti Maru,Ngāti Tamaoho,Te Patukirikiri,Ngāti Whanaunga,Ngāti Tamaterā,Ngāti Pāoa,Ngāi Tai ki Tāmaki,Ngāti Hako,Te Ākitai Waiohua | 2 | 2 | 2 | 2015 | CCTV Footage Review Log South_Latest.xls | no | 1 | 1 | 2 | CCTV Available (0-10 Years Old) & Soil Type Available | 2.209 | 2 | 1 | 1 | 1 | Safe Swim Beach | 1 | Ocean Intercept | 5 | 0.64 | 0.004604 | Modelled Flow Data Used & Depth Available | 76.6991 | 5
4290 | 4576 | 2591895 | 10090777 | 195887 | DSMEB | Mellons Bay Branch | Gravity | Pipe | Buried | OP | PE | None | 2013-01-01 | 0.08 | -0.19 | 0.1s | HI | Transmission | T0000699 | 2 |  |  | 4 | 300 | [5 empty] | 75805 | NA |  | 123.28 |  | WSL |  | Waikato,Ngāti Maru,Ngāti Tamaoho,Te Patukirikiri,Ngāti Whanaunga,Ngāti Tamaterā,Ngāti Pāoa,Ngāi Tai ki Tāmaki,Ngāti Hako,Te Ākitai Waiohua | 1 | 1 | 1 | 2015 | CCTV Footage Review Log South_Latest.xls | no | 1 | 1 | 1 | CCTV Available (0-10 Years Old) & Soil Type Available | 2.209 | 2 | 1 | 1 | 1 |  | 1 | Significant Ecological Area - SEA_T_4327 | 5 | 0.64 | 0.0046072 | Modelled Flow Data Used & Depth Available | 123.2797 | 2
2457 | 2672 | 16265 | 10006455 | 195886 | DSMEB | Mellons Bay Branch | Gravity | Pipe | Exposed | OP | CONC | None | 1966-06-30 | 0.8 | 0.45 | dwg | HI | Transmission | Legacy | 2 |  |  | 4 | 250 | [5 empty] | 75809 | NA |  | 121.39 |  | WSL |  | Waikato,Ngāti Maru,Ngāti Tamaoho,Te Patukirikiri,Ngāti Whanaunga,Ngāti Tamaterā,Ngāti Pāoa,Ngāi Tai ki Tāmaki,Ngāti Hako,Te Ākitai Waiohua | 2 | 2 | 2 | 2015 | CCTV Footage Review Log South_Latest.xls | no | 1 | 1 | 2 | CCTV Available (0-10 Years Old) & Soil Type Available | 2.209 | 2 | 1 | 1 | 1 | Safe Swim Beach | 1 | Ocean Intercept | 5 | 0.64 | 0.0046104 | Modelled Flow Data Used & Depth Available | 121.3904 | 5
2458 | 2673 | 16264 | 10006454 | 195343 | DSMEB | Mellons Bay Branch | Gravity | Pipe | Buried | OP | CONC | None | 1966-06-30 | 0.45 | 0.1 | dwg | HI | Transmission | Legacy | 2 |  |  | 4 | 229 | [5 empty] | 75808 | NA |  | 112.74 |  | WSL |  | Waikato,Ngāti Maru,Ngāti Tamaoho,Te Patukirikiri,Ngāti Whanaunga,Ngāti Tamaterā,Ngāti Pāoa,Ngāi Tai ki Tāmaki,Ngāti Hako,Te Ākitai Waiohua | 2 | 2 | 2 | 2015 | CCTV Footage Review Log South_Latest.xls | no | 1 | 1 | 2 | CCTV Available (0-10 Years Old) & Soil Type Available | 2.209 | 2 | 1 | 1 | 1 | Safe Swim Beach | 1 | Ocean Intercept | 5 | 0.64 | 0.0046104 | Modelled Flow Data Used & Depth Available | 112.7375 | 5
2020 | 2207 | 17043 | 10007414 | 196133 | DSOTS | Otahuhu South Branch | Gravity | Pipe | Buried | OP | CONC | None | 1960-06-30 | 5.6 | 4.47 | dwg | SI | Transmission | Legacy | 2 |  |  | 4 | 300 | [5 empty] | 76563 | NA |  | 45.1 |  | WSL |  | Waikato,Te Kawerau a Maki,Ngāti Maru,Ngāti Whātua o Ōrākei,Ngāti Tamaoho,Ngāti Whanaunga,Ngāti Tamaterā,Ngāti Pāoa,Ngāi Tai ki Tāmaki,Ngāti Hako,Te Ākitai Waiohua | 2.16 | 2 | 1 | 2009 | te puna wai | no | 1 | 3 | 3 | CCTV Available (10-20 Years Old) & Soil Type Available | 2.209 | 2 | 1 | 1 | 1 |  | 1 |  | 5 | 0.64 | 0.0046973 | Modelled Flow Data Used & Depth Available | 45.0955 | 5
1836 | 2000 | 15673 | 10007481 | 196235 | DSPAP | Papakura Branch | Gravity | Pipe | Buried | OP | CONC | None | 1962-06-30 | 17.73 | 17.57 | dwg | SI | Transmission | Legacy | 2 |  |  | 4 | 375 | [5 empty] | 76625 | NA |  | 44.8 |  | WSL |  | Waikato,Ngāti Maru,Ngāti Tamaoho,Ngāti Whanaunga,Ngāti Tamaterā,Ngāti Pāoa,Ngāi Tai ki Tāmaki,Ngāti Hako,Te Ākitai Waiohua | 2.84 | 3 | 2 | 2010 | te puna wai | no | 5 | 1 | 3 | CCTV Available (10-20 Years Old) & Soil Type Available | 2.209 | 2 | 1 | 1 | 1 |  | 1 |  | 5 | 0.64 | 0.0048517 | Modelled Flow Data Used & Depth Available | 44.7993 | 9
2806 | 3055 | 302895 | 10074719 | 195966 | DSOTD | Otahuhu East Branch Diversion Sewer | Gravity | Pipe | Buried | OP | VC | None | 2011-12-01 | 2.23 | 1.81 | dwg | SI | Transmission | T0000017 | 2 |  |  | 4 | 300 | [5 empty] | 76501 | NA |  | 77.41 |  | WSL |  | Waikato,Te Kawerau a Maki,Ngāti Maru,Ngāti Whātua o Ōrākei,Ngāti Tamaoho,Ngāti Whanaunga,Ngāti Tamaterā,Ngāti Pāoa,Ngāi Tai ki Tāmaki,Ngāti Hako,Te Ākitai Waiohua | 1.42 | 1 | 1 | 2011 | te puna wai | no | 3 | 3 | 1 | CCTV Available (10-20 Years Old) & Soil Type Available | 2.2088 | 2 | 1 | 1 | 1 |  | 1 |  | 5 | 0.64 | 0.0055145 | Modelled Flow Data Used & Depth Available | 77.409 | 2
2807 | 3056 | 302896 | 10074721 | 196464 | DSOTD | Otahuhu East Branch Diversion Sewer | Gravity | Pipe | Buried | OP | VC | None | 2011-12-01 | 1.76 | 1.37 | dwg | SI | Transmission | T0000017 | 2 |  |  | 4 | 300 | [5 empty] | 76500 | NA |  | 61.14 |  | WSL |  | Waikato,Te Kawerau a Maki,Ngāti Maru,Ngāti Whātua o Ōrākei,Ngāti Tamaoho,Ngāti Whanaunga,Ngāti Tamaterā,Ngāti Pāoa,Ngāi Tai ki Tāmaki,Ngāti Hako,Te Ākitai Waiohua | 1.42 | 1 | 1 | 2011 | te puna wai | no | 3 | 3 | 1 | CCTV Available (10-20 Years Old) & Soil Type Available | 2.2088 | 2 | 1 | 1 | 1 |  | 1 |  | 5 | 0.64 | 0.0055145 | Modelled Flow Data Used & Depth Available | 61.1406 | 2
2810 | 3059 | 302899 | 10074723 | 195967 | DSOTD | Otahuhu East Branch Diversion Sewer | Gravity | Pipe | Buried | OP | VC | None | 2011-12-01 | 1.32 | 1.19 | dwg | SI | Transmission | T0000017 | 2 |  |  | 4 | 300 | [5 empty] | 76499 | NA |  | 32.98 |  | WSL |  | Waikato,Te Kawerau a Maki,Ngāti Maru,Ngāti Whātua o Ōrākei,Ngāti Tamaoho,Ngāti Whanaunga,Ngāti Tamaterā,Ngāti Pāoa,Ngāi Tai ki Tāmaki,Ngāti Hako,Te Ākitai Waiohua | 1.42 | 1 | 1 | 2011 | te puna wai | no | 3 | 3 | 1 | CCTV Available (10-20 Years Old) & Soil Type Available | 2.2088 | 2 | 1 | 1 | 1 |  | 1 |  | 5 | 0.64 | 0.0055145 | Modelled Flow Data Used & Depth Available | 32.9848 | 2
1161 | 1229 | 15391 | 10004846 | 193621 | DSB4B | Branch 4B High Street | Gravity | Pipe | Buried | OP | VC | None | 1992-06-30 | 5.37 | 5.36 | dwg | OM | Transmission | Legacy | 2 |  |  | 4 | 375 | [5 empty] | 74428 | NA |  | 2.3 |  | WSL |  | Te Kawerau a Maki,Ngāti Whātua,Ngāti Maru,Ngāti Whātua o Ōrākei,Ngāti Tamaoho,Te Patukirikiri,Ngāti Tamaterā,Ngāti Pāoa,Ngāi Tai ki Tāmaki,Ngāti Hako,Te Ākitai Waiohua | 1 | 1 | 1 | 1998 | te puna wai | yes | 1 | 1 | 1 | CCTV Available (20-30 Years Old) & Soil Type Available | 2.2088 | 2 | 1 | 1 | 1 |  | 1 | Place Of Historic Heritage - Wesleyan Chapel/Court entrance (former), including stairs and railings | 5 | 0.64 | 0.0055917 | Modelled Flow Data Used & Depth Available | 2.3 | 2
1043 | 1103 | 16524 | 10009571 | 198012 | DSWSL | Westlynn Branch | Gravity | Pipe | Buried | OP | VC | None | 1958-06-30 | 15.67 | 14.92 | dwg | WI | Transmission | Legacy | 2 |  |  | 4 | 225 | [5 empty] | 78656 | NA |  | 92.66 |  | WSL |  | Waikato,Te Kawerau a Maki,Ngāti Whātua,Ngāti Whātua o Ōrākei,Ngāti Tamaoho,Ngāti Tamaterā,Te Ākitai Waiohua | 2.48 | 2 | 2 | 2008 | te puna wai | no | 5 | 3 | 2 | CCTV Available (10-20 Years Old) & Soil Type Available | 2.2088 | 2 | 1 | 1 | 1 |  | 1 |  | 5 | 0.64 | 0.0058041 | Modelled Flow Data Used & Depth Available | 92.6648 | 5
1936 | 2115 | 16985 | 10008661 | 196930 | DSTBR | Tamaki Bridge Branch | Gravity | Pipe | Buried | OP | CONC | None | 1960-06-30 | 0.43 | -1.65 | dwg | SI | Transmission | Legacy | 2 |  |  | 4 | 300 | [5 empty] | 77855 | NA |  | 168.2 |  | WSL |  | Waikato,Te Kawerau a Maki,Ngāti Maru,Ngāti Tamaoho,Ngāti Whanaunga,Ngāti Tamaterā,Ngāti Pāoa,Ngāi Tai ki Tāmaki,Ngāti Hako,Te Ākitai Waiohua | 1.94 | 2 | 1 | 2015 | te puna wai | no | 1 | 3 | 3 | CCTV Available (0-10 Years Old) & Soil Type Available | 2.2087 | 2 | 1 | 1 | 1 |  | 1 | Ocean Intercept, Significant Ecological Area - SEA-M2-2908DD - DD | 5 | 0.64 | 0.0060454 | Modelled Flow Data Used & Depth Available | 168.2048 | 5
2072 | 2273 | 17181 | 10005671 | 194636 | DSGLE | Glen Eden Branch | Gravity | Pipe | Buried | OP | CONC | None | 1965-06-30 | 33.68 | 33.14 | dwg | WI | Transmission | Legacy | 2 |  |  | 4 | 300 | [5 empty] | 75273 | NA |  | 86.53 |  | WSL |  | Waikato,Te Kawerau a Maki,Ngāti Whātua,Ngāti Whātua o Ōrākei,Ngāti Tamaoho,Ngāti Tamaterā,Te Ākitai Waiohua | 2 | 2 | 2 | 2011 | te puna wai | no | 1 | 3 | 2 | CCTV Available (10-20 Years Old) & Soil Type Available | 2.2086 | 2 | 1 | 1 | 1 |  | 1 |  | 5 | 0.64 | 0.0066406 | Modelled Flow Data Used & Depth Available | 86.5325 | 5
2073 | 2274 | 17182 | 10005672 | 194993 | DSGLE | Glen Eden Branch | Gravity | Pipe | Buried | OP | CONC | None | 1965-06-30 | 34.23 | 33.68 | dwg | WI | Transmission | Legacy | 2 |  |  | 4 | 300 | [5 empty] | 75274 | NA |  | 89.6 |  | WSL |  | Waikato,Te Kawerau a Maki,Ngāti Whātua,Ngāti Whātua o Ōrākei,Ngāti Tamaoho,Ngāti Tamaterā,Te Ākitai Waiohua | 2 | 2 | 2 | 2011 | te puna wai | no | 1 | 3 | 2 | CCTV Available (10-20 Years Old) & Soil Type Available | 2.2086 | 2 | 1 | 1 | 1 |  | 1 |  | 5 | 0.64 | 0.0066438 | Modelled Flow Data Used & Depth Available | 89.595 | 5
3724 | 3999 | 910556 | 10087992 | 195336 | DSHLA | Hillcrest A Branch Sewer TS15A | Gravity | Pipe | Buried | OP | PE | None | 2008-03-05 | 29.93 | 29.42 | dwg | NI | Transmission | Legacy | 2 |  |  | 4 | 375 | [5 empty] | 64876 | NA |  | 73.45 |  | WSL |  | Te Kawerau a Maki,Ngāti Whātua,Ngāti Maru,Ngāti Whātua o Ōrākei,Ngāti Tamaoho,Ngāti Manuhiri,Te Patukirikiri,Ngāti Whanaunga,Ngāti Tamaterā,Ngāti Pāoa,Ngāi Tai ki Tāmaki,Ngāti Hako,Te Ākitai Waiohua | 1.44 | 1 | 1 | 2018 | te puna wai | no | 5 | 1 | 1 | CCTV Available (0-10 Years Old) & Soil Type Available | 2.2086 | 2 | 1 | 1 | 1 |  | 1 |  | 5 | 0.64 | 0.0068913 | Modelled Flow Data Used & Depth Available | 73.4472 | 2
3789 | 4064 | 918560 | 10087991 | 194964 | DSHLA | Hillcrest A Branch Sewer TS15A | Gravity | Pipe | Buried | OP | PE | None | 2008-03-05 | 29.36 | 28.66 | dwg | NI | Transmission | Legacy | 2 |  |  | 4 | 375 | [5 empty] | 64875 | NA |  | 102.2 |  | WSL |  | Te Kawerau a Maki,Ngāti Whātua,Ngāti Maru,Ngāti Whātua o Ōrākei,Ngāti Tamaoho,Ngāti Manuhiri,Te Patukirikiri,Ngāti Whanaunga,Ngāti Tamaterā,Ngāti Pāoa,Ngāi Tai ki Tāmaki,Ngāti Hako,Te Ākitai Waiohua | 1 | 1 | 1 | 2018 | te puna wai | no | 1 | 1 | 1 | CCTV Available (0-10 Years Old) & Soil Type Available | 2.2086 | 2 | 1 | 1 | 1 |  | 1 |  | 5 | 0.64 | 0.0068913 | Modelled Flow Data Used & Depth Available | 102.1987 | 2
1097 | 1157 | 302809 | 10071494 | 194511 | DSGLE | Glen Eden Branch | Gravity | Pipe | Buried | OP | CONC | None | 1965-06-30 | 33.14 | 32.87 | 0.1s | WI | Transmission | GP07056 | 2 |  |  | 4 | 318 | [5 empty] | 75272 | NA |  | 32.27 |  | WSL |  | Waikato,Te Kawerau a Maki,Ngāti Whātua,Ngāti Whātua o Ōrākei,Ngāti Tamaoho,Ngāti Tamaterā,Te Ākitai Waiohua | 2.67 | 3 |  |  |  | no | 5 | 3 | 2 | CCTV NOT Available or Over 30 Years Old & Soil Type Available | 2.2085 | 2 | 1 | 1 | 1 |  | 1 |  | 5 | 0.64 | 0.0070459 | Modelled Flow Data Used & Depth Available | 32.271 | 9
2780 | 3024 | 302857 | 10071495 | 195165 | DSGLE | Glen Eden Branch | Gravity | Pipe | Buried | OP | CONC | None | 1965-06-30 | 32.83 | 32.86 | 0.1s | WI | Transmission | GP07056 | 2 |  |  | 4 | 318 | [5 empty] | 75268 | NA |  | 0.97 |  | WSL |  | Waikato,Te Kawerau a Maki,Ngāti Whātua,Ngāti Whātua o Ōrākei,Ngāti Tamaoho,Ngāti Tamaterā,Te Ākitai Waiohua | 2.67 | 3 |  |  |  | no | 5 | 3 | 2 | CCTV NOT Available or Over 30 Years Old & Soil Type Available | 2.2085 | 2 | 1 | 1 | 1 |  | 1 |  | 5 | 0.64 | 0.0070459 | Modelled Flow Data Used & Depth Available | 0.97052 | 9
2933 | 3191 | 2543796 | 10084273 | 197454 | DSWEY | Weymouth Branch | Gravity | Pipe | Buried | OP | PE | None | 2013-11-15 | 8.6 | 7.3 | 0.1s | SI | Transmission | T0000588 | 2 |  |  | 4 | 280 | [5 empty] | 78198 | NA |  | 99.37 |  | WSL |  | Waikato,Ngāti Maru,Ngāti Tamaoho,Ngāti Whanaunga,Ngāti Tamaterā,Ngāi Tai ki Tāmaki,Ngāti Hako,Te Ākitai Waiohua | 1 | 1 | 1 | 2016 | te puna wai | no | 1 | 1 | 1 | CCTV Available (0-10 Years Old) & Soil Type Available | 2.2085 | 2 | 1 | 1 | 1 |  | 1 |  | 5 | 0.64 | 0.0073226 | Modelled Flow Data Used & Depth Available | 99.3717 | 2
2928 | 3186 | 2543795 | 10084271 | 197246 | DSWEY | Weymouth Branch | Gravity | Pipe | Buried | OP | PE | None | 2013-11-15 | 9.85 | 8.65 | 0.1s | SI | Transmission | T0000588 | 2 |  |  | 4 | 280 | [5 empty] | 78199 | NA |  | 85.66 |  | WSL |  | Waikato,Ngāti Maru,Ngāti Tamaoho,Ngāti Whanaunga,Ngāti Tamaterā,Ngāi Tai ki Tāmaki,Ngāti Hako,Te Ākitai Waiohua | 1 | 1 | 1 | 2016 | te puna wai | no | 1 | 1 | 1 | CCTV Available (0-10 Years Old) & Soil Type Available | 2.2085 | 2 | 1 | 1 | 1 |  | 1 |  | 5 | 0.64 | 0.0073226 | Modelled Flow Data Used & Depth Available | 85.6606 | 2
2927 | 3185 | 2543797 | 10084275 | 197644 | DSWEY | Weymouth Branch | Gravity | Pipe | Buried | OP | PE | None | 2013-11-15 | 7.25 | 5.85 | 0.1s | SI | Transmission | T0000588 | 2 |  |  | 4 | 280 | [5 empty] | 78197 | NA |  | 98.14 |  | WSL |  | Waikato,Ngāti Maru,Ngāti Tamaoho,Ngāti Whanaunga,Ngāti Tamaterā,Ngāi Tai ki Tāmaki,Ngāti Hako,Te Ākitai Waiohua | 1 | 1 | 1 | 2016 | te puna wai | no | 1 | 1 | 1 | CCTV Available (0-10 Years Old) & Soil Type Available | 2.2084 | 2 | 1 | 1 | 1 |  | 1 |  | 5 | 0.64 | 0.0074578 | Modelled Flow Data Used & Depth Available | 98.14 | 2
1888 | 2065 | 14932 | 10006477 | 196059 | DSMGB | Mangere Bridge Branch | Gravity | Pipe | Buried | OP | CONC | CIP | 1964-06-30 | 9.09 | 8.83 | dwg | WI | Transmission | Legacy | 2 |  |  | 4 | 381 | [5 empty] | 75816 | NA |  | 77.04 |  | WSL |  | Waikato,Te Kawerau a Maki,Ngāti Maru,Ngāti Whātua o Ōrākei,Ngāti Tamaoho,Ngāti Tamaterā,Ngāi Tai ki Tāmaki,Ngāti Hako,Te Ākitai Waiohua | 2 | 2 | 2 | 2018 | CCTV Footage Review Log South_Latest.xls | no | 3 | 3 | 1 | CCTV Available (0-10 Years Old) & Soil Type Available | 2.2084 | 2 | 1 | 1 | 1 |  | 1 | Aquifer - Auckland Isthmus Volcanic Aquifer | 5 | 0.64 | 0.0075511 | Modelled Flow Data Used & Depth Available | 77.038 | 5
1176 | 1244 | 15422 | 10004282 | 193325 | DSB05 | Branch 5 Herne Bay | Gravity | Pipe | Tunnelled | OP | VC | None | 1912-06-30 | 8.5 | 8.29 | dwg | OM | Transmission | Legacy | 2 |  |  | 4 | 300 | [5 empty] | 74076 | NA |  | 116.75 |  | WSL |  | Te Kawerau a Maki,Ngāti Whātua,Ngāti Maru,Ngāti Whātua o Ōrākei,Ngāti Tamaoho,Ngāti Tamaterā,Ngāti Pāoa,Ngāi Tai ki Tāmaki,Ngāti Hako,Te Ākitai Waiohua | 2.64 | 3 | 2 | 2018 | CCTV Footage Review Log South_Latest.xls | no | 1 | 1 | 4 | CCTV Available (0-10 Years Old) & Soil Type Available | 2.2083 | 2 | 1 | 1 | 1 |  | 1 |  | 5 | 0.64 | 0.0079211 | Modelled Flow Data Used & Depth Available | 116.7489 | 9
1175 | 1243 | 15421 | 10004283 | 193413 | DSB05 | Branch 5 Herne Bay | Gravity | Pipe | Tunnelled | OP | VC | None | 1912-06-30 | 8.69 | 8.5 | dwg | OM | Transmission | Legacy | 2 |  |  | 4 | 300 | [5 empty] | 74077 | NA |  | 123.17 |  | WSL |  | Te Kawerau a Maki,Ngāti Whātua,Ngāti Maru,Ngāti Whātua o Ōrākei,Ngāti Tamaoho,Ngāti Tamaterā,Ngāti Pāoa,Ngāi Tai ki Tāmaki,Ngāti Hako,Te Ākitai Waiohua | 2.22 | 2 | 1 | 2018 | CCTV Footage Review Log South_Latest.xls | no | 1 | 1 | 4 | CCTV Available (0-10 Years Old) & Soil Type Available | 2.2083 | 2 | 1 | 1 | 1 |  | 1 | Place Of Historic Heritage - Residence | 5 | 0.64 | 0.0079307 | Modelled Flow Data Used & Depth Available | 123.1726 | 5
803 | 842 | 15424 | 10004280 | 193567 | DSB05 | Branch 5 Herne Bay | Gravity | Pipe | Tunnelled | OP | VC | None | 1912-06-30 | 8.09 | 7.74 | dwg | OM | Transmission | Legacy | 2 |  |  | 4 | 300 | [5 empty] | 74074 | NA |  | 153.4 |  | WSL |  | Te Kawerau a Maki,Ngāti Whātua,Ngāti Maru,Ngāti Whātua o Ōrākei,Ngāti Tamaoho,Te Patukirikiri,Ngāti Tamaterā,Ngāti Pāoa,Ngāi Tai ki Tāmaki,Ngāti Hako,Te Ākitai Waiohua | 2.64 | 3 | 2 | 2016 | te puna wai | no | 1 | 1 | 4 | CCTV Available (0-10 Years Old) & Soil Type Available | 2.2083 | 2 | 1 | 1 | 1 |  | 1 |  | 5 | 0.64 | 0.008172 | Modelled Flow Data Used & Depth Available | 153.3959 | 9
1177 | 1245 | 15423 | 10004281 | 193171 | DSB05 | Branch 5 Herne Bay | Gravity | Pipe | Tunnelled | OP | VC | None | 1912-06-30 | 8.29 | 8.09 | dwg | OM | Transmission | Legacy | 2 |  |  | 4 | 300 | [5 empty] | 74075 | NA |  | 123.76 |  | WSL |  | Te Kawerau a Maki,Ngāti Whātua,Ngāti Maru,Ngāti Whātua o Ōrākei,Ngāti Tamaoho,Te Patukirikiri,Ngāti Tamaterā,Ngāti Pāoa,Ngāi Tai ki Tāmaki,Ngāti Hako,Te Ākitai Waiohua | 2.64 | 3 | 2 | 2018 | CCTV Footage Review Log South_Latest.xls | no | 1 | 1 | 4 | CCTV Available (0-10 Years Old) & Soil Type Available | 2.2083 | 2 | 1 | 1 | 1 |  | 1 |  | 5 | 0.64 | 0.0081784 | Modelled Flow Data Used & Depth Available | 123.7558 | 9
821 | 861 | 15447 | 10004279 | 193412 | DSB05 | Branch 5 Herne Bay | Gravity | Pipe | Tunnelled | OP | VC | PVC | 1912-06-30 | 7.74 | 7.52 | dwg | OM | Transmission | DU0803 | 2 |  |  | 4 | 375 | [5 empty] | 74073 | NA |  | 108.26 |  | WSL |  | Te Kawerau a Maki,Ngāti Whātua,Ngāti Maru,Ngāti Whātua o Ōrākei,Ngāti Tamaoho,Te Patukirikiri,Ngāti Tamaterā,Ngāti Pāoa,Ngāi Tai ki Tāmaki,Ngāti Hako,Te Ākitai Waiohua | 3 | 3 | 3 | 2018 | CCTV Footage Review Log South_Latest.xls | no | 1 | 1 | 1 | CCTV Available (0-10 Years Old) & Soil Type Available | 2.2083 | 2 | 1 | 1 | 1 |  | 1 |  | 5 | 0.64 | 0.0082492 | Modelled Flow Data Used & Depth Available | 108.2624 | 9
961 | 1015 | 17329 | 10004190 | 193303 | DSB03 | Branch 3 Newmarket | Gravity | Pipe | Buried | OP | CONC | None | 1989-06-30 | 12.15 | 8.91 | dwg | OM | Transmission | Legacy | 2 |  |  | 4 | 375 | [5 empty] | 74008 | NA |  | 15.56 |  | WSL |  | Waikato,Te Kawerau a Maki,Ngāti Whātua,Ngāti Maru,Ngāti Whātua o Ōrākei,Ngāti Tamaoho,Te Patukirikiri,Ngāti Tamaterā,Ngāti Pāoa,Ngāi Tai ki Tāmaki,Ngāti Hako,Te Ākitai Waiohua | 2 | 2 | 2 | 2015 | te puna wai | no | 1 | 1 | 1 | CCTV Available (0-10 Years Old) & Soil Type Available | 2.2082 | 2 | 1 | 1 | 1 |  | 1 |  | 5 | 0.64 | 0.0084101 | Modelled Flow Data Used & Depth Available | 15.5643 | 5
1993 | 2180 | 15997 | 10009498 | 197999 | DSWIR | Wiri Branch | Gravity | Pipe | Buried | OP | CONC | None | 1972-06-30 | 36.45 | 36.21 | dwg | SI | Transmission | Legacy | 2 |  |  | 4 | 375 | [5 empty] | 78604 | NA |  | 46.3 |  | WSL |  | Waikato,Te Kawerau a Maki,Ngāti Maru,Ngāti Tamaoho,Ngāti Whanaunga,Ngāti Tamaterā,Ngāti Pāoa,Ngāi Tai ki Tāmaki,Ngāti Hako,Te Ākitai Waiohua | 2.33 | 2 | 2 | 2004 | te puna wai | no | 5 | 1 | 2 | CCTV Available (10-20 Years Old) & Soil Type Available | 2.2082 | 2 | 1 | 1 | 1 |  | 1 |  | 5 | 0.64 | 0.0084551 | Modelled Flow Data Used & Depth Available | 46.2961 | 5
1992 | 2179 | 15998 | 10009499 | 197783 | DSWIR | Wiri Branch | Gravity | Pipe | Buried | OP | CONC | None | 1972-06-30 | 36.83 | 36.45 | dwg | SI | Transmission | Legacy | 2 |  |  | 4 | 375 | [5 empty] | 78605 | NA |  | 73.8 |  | WSL |  | Waikato,Te Kawerau a Maki,Ngāti Maru,Ngāti Tamaoho,Ngāti Whanaunga,Ngāti Tamaterā,Ngāti Pāoa,Ngāi Tai ki Tāmaki,Ngāti Hako,Te Ākitai Waiohua | 2 | 2 | 2 | 2004 | te puna wai | no | 1 | 1 | 2 | CCTV Available (10-20 Years Old) & Soil Type Available | 2.2082 | 2 | 1 | 1 | 1 |  | 1 | Significant Ecological Area - SEA_T_4202 | 5 | 0.64 | 0.0084551 | Modelled Flow Data Used & Depth Available | 73.8009 | 5
1991 | 2178 | 15999 | 10009500 | 197827 | DSWIR | Wiri Branch | Gravity | Pipe | Buried | OP | CONC | None | 1972-06-30 | 37.03 | 36.83 | dwg | SI | Transmission | Legacy | 2 |  |  | 4 | 375 | [5 empty] | 78606 | NA |  | 35.18 |  | WSL |  | Waikato,Te Kawerau a Maki,Ngāti Maru,Ngāti Tamaoho,Ngāti Whanaunga,Ngāti Tamaterā,Ngāti Pāoa,Ngāi Tai ki Tāmaki,Ngāti Hako,Te Ākitai Waiohua | 2 | 2 | 2 | 2004 | te puna wai | no | 1 | 1 | 2 | CCTV Available (10-20 Years Old) & Soil Type Available | 2.2082 | 2 | 1 | 1 | 1 |  | 1 | Significant Ecological Area - SEA_T_4202 | 5 | 0.64 | 0.0084584 | Modelled Flow Data Used & Depth Available | 35.1824 | 5
1168 | 1236 | 15403 | 10004790 | 193846 | DSB3B | Branch 3B Judges Bay | Gravity | Pipe | Buried | OP | VC | None | 1910-06-30 | 3.97 | 3.96 | dwg | OM | Transmission | Legacy | 2 |  |  | 4 | 225 | [5 empty] | 74393 | NA |  | 1.95 |  | WSL |  | Te Kawerau a Maki,Ngāti Whātua,Ngāti Maru,Ngāti Whātua o Ōrākei,Ngāti Tamaoho,Te Patukirikiri,Ngāti Tamaterā,Ngāti Pāoa,Ngāi Tai ki Tāmaki,Ngāti Hako,Te Ākitai Waiohua | 3.08 | 3 | 2 | 2015 | te puna wai | no | 5 | 1 | 4 | CCTV Available (0-10 Years Old) & Soil Type Available | 2.2082 | 2 | 1 | 1 | 1 |  | 1 |  | 5 | 0.64 | 0.008497 | Modelled Flow Data Used & Depth Available | 1.9546 | 9
1565 | 1701 | 15889 | 10006117 | 195041 | DSHMD | Homai Diversion | Gravity | Pipe | Buried | OP | CONC | CONC | 1983-06-30 | 16.18 | 14.08 | dwg | SW | Transmission | Legacy | 2 |  |  | 4 | 675 | [5 empty] | 75535 | NA |  | 124.56 |  | WSL |  | Waikato,Te Kawerau a Maki,Ngāti Maru,Ngāti Tamaoho,Ngāti Whanaunga,Ngāti Tamaterā,Ngāi Tai ki Tāmaki,Ngāti Hako,Te Ākitai Waiohua | 3 | 3 | 3 | 2012 | te puna wai | yes | 1 | 1 | 1 | CCTV Available (10-20 Years Old) & Soil Type Available | 2.2081 | 2 | 2 | 3 | 1 |  | 1 |  | 1 | 0.625 | 0.036697 | Modelled Flow Data Used & Depth Available | 124.5582 | 9
2934 | 3192 | 16007 | 10009126 | 197244 | DSWEY | Weymouth Branch | Gravity | Pipe | Buried | OP | AC | None | 1969-06-30 | 5.01 | 4.73 | dwg | SI | Transmission | Legacy | 2 |  |  | 4 | 300 | [5 empty] | 78195 | NA |  | 70.71 |  | WSL |  | Waikato,Ngāti Maru,Ngāti Tamaoho,Ngāti Whanaunga,Ngāti Tamaterā,Ngāi Tai ki Tāmaki,Ngāti Hako,Te Ākitai Waiohua | 2.22 | 2 | 1 | 2016 | te puna wai | no | 1 | 1 | 4 | CCTV Available (0-10 Years Old) & Soil Type Available | 2.2081 | 2 | 1 | 1 | 1 |  | 1 |  | 5 | 0.64 | 0.0090214 | Modelled Flow Data Used & Depth Available | 70.7071 | 5
2929 | 3187 | 2543798 | 10084277 | 197928 | DSWEY | Weymouth Branch | Gravity | Pipe | Buried | OP | PE | None | 2013-11-15 | 5.81 | 5.08 | 0.1s | SI | Transmission | T0000588 | 2 |  |  | 4 | 280 | [5 empty] | 78196 | NA |  | 28.64 |  | WSL |  | Waikato,Ngāti Maru,Ngāti Tamaoho,Ngāti Whanaunga,Ngāti Tamaterā,Ngāi Tai ki Tāmaki,Ngāti Hako,Te Ākitai Waiohua | 1 | 1 | 1 | 2016 | te puna wai | no | 1 | 1 | 1 | CCTV Available (0-10 Years Old) & Soil Type Available | 2.2081 | 2 | 1 | 1 | 1 |  | 1 |  | 5 | 0.64 | 0.0090246 | Modelled Flow Data Used & Depth Available | 28.6414 | 2
964 | 1018 | 16008 | 10009125 | 197925 | DSWEY | Weymouth Branch | Gravity | Pipe | Buried | OP | AC | None | 1969-06-30 | 4.73 | 4.22 | dwg | SI | Transmission | Legacy | 2 |  |  | 4 | 300 | [5 empty] | 78194 | NA |  | 103.63 |  | WSL |  | Waikato,Ngāti Maru,Ngāti Tamaoho,Ngāti Whanaunga,Ngāti Tamaterā,Ngāi Tai ki Tāmaki,Ngāti Hako,Te Ākitai Waiohua | 2.64 | 3 | 2 | 2016 | te puna wai | no | 1 | 1 | 4 | CCTV Available (0-10 Years Old) & Soil Type Available | 2.2081 | 2 | 1 | 1 | 1 |  | 1 | Ocean Intercept, Significant Ecological Area - SEA_T_587 | 5 | 0.64 | 0.0091179 | Modelled Flow Data Used & Depth Available | 103.6273 | 9
1551 | 1670 | 17818 | 10006548 | 195912 | DSMHY | Murphys Branch | Gravity | Pipe | Buried | OP | CONC | CIP | 2006-08-21 | 22.73 | 22.53 | 0.1s | TE | Transmission | DC07004 | 2 |  |  | 4 | 390 | [5 empty] | 75862 | NA |  | 60.73 |  | WSL |  | Waikato,Ngāti Maru,Ngāti Tamaoho,Ngāti Whanaunga,Ngāti Tamaterā,Ngāti Pāoa,Ngāi Tai ki Tāmaki,Ngāti Hako,Te Ākitai Waiohua | 1.15 | 1 | 1 | 2010 | te puna wai | no | 1 | 3 | 1 | CCTV Available (10-20 Years Old) & Soil Type Available | 2.208 | 2 | 1 | 1 | 1 |  | 1 |  | 5 | 0.64 | 0.0093335 | Modelled Flow Data Used & Depth Available | 60.7339 | 2
2097 | 2298 | 16591 | 10008937 | 197323 | DSTIT | Titirangi Branch | Gravity | Pipe | Buried | OP | CONC | None | 1989-06-30 | 4.58 | 0.73 | dwg | WI | Transmission | Legacy | 2 |  |  | 4 | 375 | [5 empty] | 78090 | NA |  | 51.06 |  | WSL |  | Waikato,Te Kawerau a Maki,Ngāti Whātua,Ngāti Whātua o Ōrākei,Ngāti Tamaoho,Ngāti Tamaterā,Te Ākitai Waiohua | 2 | 2 | 2 | 2010 | te puna wai | no | 5 | 1 | 1 | CCTV Available (10-20 Years Old) & Soil Type Available | 2.2079 | 2 | 1 | 1 | 1 |  | 1 |  | 5 | 0.64 | 0.010016 | Modelled Flow Data Used & Depth Available | 51.0559 | 5
2096 | 2297 | 16592 | 10008938 | 197526 | DSTIT | Titirangi Branch | Gravity | Pipe | Buried | OP | CONC | None | 1989-06-30 | 4.79 | 4.58 | dwg | WI | Transmission | Legacy | 2 |  |  | 4 | 375 | [5 empty] | 78091 | NA |  | 42.28 |  | WSL |  | Waikato,Te Kawerau a Maki,Ngāti Whātua,Ngāti Whātua o Ōrākei,Ngāti Tamaoho,Ngāti Tamaterā,Te Ākitai Waiohua | 2 | 2 | 2 | 2010 | te puna wai | no | 5 | 1 | 1 | CCTV Available (10-20 Years Old) & Soil Type Available | 2.2079 | 2 | 1 | 1 | 1 |  | 1 |  | 5 | 0.64 | 0.010109 | Modelled Flow Data Used & Depth Available | 42.2846 | 5
929 | 981 | 16287 | 10004793 | 193456 | DSB3B | Branch 3B Judges Bay | Gravity | Pipe | Buried | OP | VC | None | 1910-06-30 | 3.96 | 3.62 | dwg | OM | Transmission | Legacy | 2 |  |  | 4 | 300 | [5 empty] | 74392 | NA |  | 50.14 |  | WSL |  | Te Kawerau a Maki,Ngāti Whātua,Ngāti Maru,Ngāti Whātua o Ōrākei,Ngāti Tamaoho,Te Patukirikiri,Ngāti Tamaterā,Ngāti Pāoa,Ngāi Tai ki Tāmaki,Ngāti Hako,Te Ākitai Waiohua | 3.5 | 4 | 3 | 2015 | te puna wai | no | 5 | 1 | 4 | CCTV Available (0-10 Years Old) & Soil Type Available | 2.2078 | 2 | 1 | 1 | 1 |  | 1 |  | 5 | 0.64 | 0.010611 | Modelled Flow Data Used & Depth Available | 50.1393 | 15
820 | 860 | 15446 | 10004278 | 193324 | DSB05 | Branch 5 Herne Bay | Gravity | Pipe | Tunnelled | OP | VC | None | 1912-06-30 | 7.52 | 7.43 | dwg | OM | Transmission | Legacy | 2 |  |  | 4 | 375 | [5 empty] | 74072 | NA |  | 115.12 |  | WSL |  | Te Kawerau a Maki,Ngāti Whātua,Ngāti Maru,Ngāti Whātua o Ōrākei,Ngāti Tamaoho,Te Patukirikiri,Ngāti Tamaterā,Ngāti Pāoa,Ngāi Tai ki Tāmaki,Ngāti Hako,Te Ākitai Waiohua | 3.07 | 3 | 3 | 2018 | CCTV Footage Review Log South_Latest.xls | no | 1 | 1 | 4 | CCTV Available (0-10 Years Old) & Soil Type Available | 2.2078 | 2 | 1 | 1 | 1 |  | 1 |  | 5 | 0.64 | 0.010614 | Modelled Flow Data Used & Depth Available | 115.1237 | 9
1647 | 1793 | 16593 | 10008939 | 197721 | DSTIT | Titirangi Branch | Gravity | Pipe | Buried | OP | CONC | None | 1989-06-30 | 4.8 | 4.79 | dwg | WI | Transmission | Legacy | 2 |  |  | 4 | 375 | [5 empty] | 78092 | NA |  | 6.05 |  | WSL |  | Waikato,Te Kawerau a Maki,Ngāti Whātua,Ngāti Whātua o Ōrākei,Ngāti Tamaoho,Ngāti Tamaterā,Te Ākitai Waiohua | 2 | 2 | 2 | 2010 | te puna wai | no | 5 | 1 | 1 | CCTV Available (10-20 Years Old) & Soil Type Available | 2.2078 | 2 | 1 | 1 | 1 |  | 1 |  | 5 | 0.64 | 0.010624 | Modelled Flow Data Used & Depth Available | 6.0519 | 5
2095 | 2296 | 16594 | 10008940 | 197129 | DSTIT | Titirangi Branch | Gravity | Pipe | Buried | OP | CONC | None | 1989-06-30 | 5.19 | 4.8 | dwg | WI | Transmission | Legacy | 2 |  |  | 4 | 375 | [5 empty] | 78093 | NA |  | 116.86 |  | WSL |  | Waikato,Te Kawerau a Maki,Ngāti Whātua,Ngāti Whātua o Ōrākei,Ngāti Tamaoho,Ngāti Tamaterā,Te Ākitai Waiohua | 2 | 2 | 2 | 2010 | te puna wai | no | 5 | 1 | 1 | CCTV Available (10-20 Years Old) & Soil Type Available | 2.2077 | 2 | 1 | 1 | 1 |  | 1 |  | 5 | 0.64 | 0.010833 | Modelled Flow Data Used & Depth Available | 116.8564 | 5
1996 | 2183 | 15936 | 10009494 | 197998 | DSWIR | Wiri Branch | Gravity | Pipe | Buried | OP | CONC | None | 1972-06-30 | 34.79 | 33.55 | dwg | SI | Transmission | Legacy | 2 |  |  | 4 | 375 | [5 empty] | 78600 | NA |  | 193.73 |  | WSL |  | Waikato,Te Kawerau a Maki,Ngāti Maru,Ngāti Tamaoho,Ngāti Whanaunga,Ngāti Tamaterā,Ngāti Pāoa,Ngāi Tai ki Tāmaki,Ngāti Hako,Te Ākitai Waiohua | 2.48 | 2 | 2 | 2004 | te puna wai | no | 5 | 3 | 2 | CCTV Available (10-20 Years Old) & Soil Type Available | 2.2077 | 2 | 1 | 1 | 1 |  | 1 |  | 5 | 0.64 | 0.010968 | Modelled Flow Data Used & Depth Available | 193.7267 | 5
1995 | 2182 | 15994 | 10009495 | 197782 | DSWIR | Wiri Branch | Gravity | Pipe | Buried | OP | CONC | None | 1972-06-30 | 35.38 | 34.79 | dwg | SI | Transmission | Legacy | 2 |  |  | 4 | 375 | [5 empty] | 78601 | NA |  | 91.14 |  | WSL |  | Waikato,Te Kawerau a Maki,Ngāti Maru,Ngāti Tamaoho,Ngāti Whanaunga,Ngāti Tamaterā,Ngāti Pāoa,Ngāi Tai ki Tāmaki,Ngāti Hako,Te Ākitai Waiohua | 2.48 | 2 | 2 | 2004 | te puna wai | no | 5 | 3 | 2 | CCTV Available (10-20 Years Old) & Soil Type Available | 2.2077 | 2 | 1 | 1 | 1 |  | 1 |  | 5 | 0.64 | 0.010971 | Modelled Flow Data Used & Depth Available | 91.1397 | 5
957 | 1011 | 15996 | 10009497 | 197387 | DSWIR | Wiri Branch | Gravity | Pipe | Buried | OP | CONC | None | 1972-06-30 | 36.21 | 35.88 | dwg | SI | Transmission | Legacy | 2 |  |  | 4 | 375 | [5 empty] | 78603 | NA |  | 63.66 |  | WSL |  | Waikato,Te Kawerau a Maki,Ngāti Maru,Ngāti Tamaoho,Ngāti Whanaunga,Ngāti Tamaterā,Ngāti Pāoa,Ngāi Tai ki Tāmaki,Ngāti Hako,Te Ākitai Waiohua | 2.33 | 2 | 2 | 2004 | te puna wai | no | 5 | 1 | 2 | CCTV Available (10-20 Years Old) & Soil Type Available | 2.2077 | 2 | 1 | 1 | 1 |  | 1 | Significant Ecological Area - SEA_T_4202 | 5 | 0.64 | 0.010978 | Modelled Flow Data Used & Depth Available | 63.6588 | 5
1998 | 2185 | 15935 | 10009491 | 197781 | DSWIR | Wiri Branch | Gravity | Pipe | Buried | OP | CONC | None | 1972-06-30 | 30.15 | 28.93 | dwg | SI | Transmission | Legacy | 2 |  |  | 4 | 375 | [5 empty] | 78597 | NA |  | 137.33 |  | WSL |  | Waikato,Te Kawerau a Maki,Ngāti Maru,Ngāti Tamaoho,Ngāti Whanaunga,Ngāti Tamaterā,Ngāti Pāoa,Ngāi Tai ki Tāmaki,Ngāti Hako,Te Ākitai Waiohua | 2.48 | 2 | 2 | 2004 | te puna wai | no | 5 | 3 | 2 | CCTV Available (10-20 Years Old) & Soil Type Available | 2.2075 | 2 | 1 | 1 | 1 |  | 1 |  | 5 | 0.64 | 0.011679 | Modelled Flow Data Used & Depth Available | 137.3275 | 5
1997 | 2184 | 15993 | 10009492 | 197825 | DSWIR | Wiri Branch | Gravity | Pipe | Buried | OP | CONC | None | 1972-06-30 | 32.3 | 30.15 | dwg | SI | Transmission | Legacy | 2 |  |  | 4 | 375 | [5 empty] | 78598 | NA |  | 115.48 |  | WSL |  | Waikato,Te Kawerau a Maki,Ngāti Maru,Ngāti Tamaoho,Ngāti Whanaunga,Ngāti Tamaterā,Ngāti Pāoa,Ngāi Tai ki Tāmaki,Ngāti Hako,Te Ākitai Waiohua | 2.48 | 2 | 2 | 2004 | te puna wai | no | 5 | 3 | 2 | CCTV Available (10-20 Years Old) & Soil Type Available | 2.2075 | 2 | 1 | 1 | 1 |  | 1 |  | 5 | 0.64 | 0.011682 | Modelled Flow Data Used & Depth Available | 115.4761 | 5
1988 | 2175 | 16079 | 10007779 | 196781 | DSPPW | Papatoetoe West Branch | Gravity | Pipe | Buried | OP | CONC | None | 1960-06-30 | 12.88 | 11.96 | dwg | SI | Transmission | Legacy | 2 |  |  | 4 | 381 | [5 empty] | 77062 | NA |  | 86.65 |  | WSL |  | Waikato,Te Kawerau a Maki,Ngāti Maru,Ngāti Tamaoho,Ngāti Tamaterā,Ngāi Tai ki Tāmaki,Ngāti Hako,Te Ākitai Waiohua | 2.45 | 2 | 2 | 2012 | te puna wai | no | 1 | 3 | 3 | CCTV Available (10-20 Years Old) & Soil Type Available | 2.2075 | 2 | 1 | 1 | 1 |  | 1 |  | 5 | 0.64 | 0.011853 | Modelled Flow Data Used & Depth Available | 86.6498 | 5
1989 | 2176 | 17531 | 10099272 | 196633 | DSPPW | Papatoetoe West Branch | Gravity | Pipe | Buried | OP | CONC | None | 1960-06-30 | 11.96 | 11.72 | dwg | SI | Transmission | Legacy | 2 |  |  | 4 | 381 | [5 empty] | 77061 | NA |  | 21.38 |  | WSL |  | Waikato,Te Kawerau a Maki,Ngāti Maru,Ngāti Tamaoho,Ngāti Tamaterā,Ngāi Tai ki Tāmaki,Ngāti Hako,Te Ākitai Waiohua | 3.38 | 3 |  |  |  | no | 5 | 3 | 3 | CCTV NOT Available or Over 30 Years Old & Soil Type Available | 2.2075 | 2 | 1 | 1 | 1 |  | 1 |  | 5 | 0.64 | 0.011859 | Modelled Flow Data Used & Depth Available | 21.3776 | 9
1713 | 1866 | 17163 | 10005870 | 194917 | DSGRM | Greenmount Branch | Gravity | Pipe | Buried | OP | CONC | None | 1997-06-30 | 16.41 | 16.23 | dwg | TE | Transmission | Legacy | 2 |  |  | 4 | 390 | [5 empty] | 75324 | NA |  | 39.14 |  | WSL |  | Waikato,Ngāti Maru,Ngāti Tamaoho,Ngāti Whanaunga,Ngāti Tamaterā,Ngāti Pāoa,Ngāi Tai ki Tāmaki,Ngāti Hako,Te Ākitai Waiohua | 2 | 2 | 2 | 2014 | te puna wai | no | 3 | 3 | 1 | CCTV Available (0-10 Years Old) & Soil Type Available | 2.2073 | 2 | 1 | 1 | 1 |  | 1 |  | 5 | 0.64 | 0.012689 | Modelled Flow Data Used & Depth Available | 39.1398 | 5
814 | 854 | 15440 | 10006263 | 195616 | DSLYF | Lynfield Branch | Gravity | Pipe | Buried | OP | CONC | None | 1965-06-30 | 27.58 | 26.35 | dwg | WI | Transmission | Legacy | 2 |  |  | 4 | 300 | [5 empty] | 75662 | NA |  | 78.74 |  | WSL |  | Waikato,Te Kawerau a Maki,Ngāti Whātua,Ngāti Maru,Ngāti Whātua o Ōrākei,Ngāti Tamaoho,Ngāti Tamaterā,Ngāi Tai ki Tāmaki,Ngāti Hako,Te Ākitai Waiohua | 3 | 3 | 3 | 2018 | CCTV Footage Review Log South_Latest.xls | no | 5 | 3 | 2 | CCTV Available (0-10 Years Old) & Soil Type Available | 2.2072 | 2 | 1 | 1 | 1 |  | 1 |  | 5 | 0.64 | 0.013207 | Modelled Flow Data Used & Depth Available | 78.7436 | 9
815 | 855 | 15441 | 10006264 | 195237 | DSLYF | Lynfield Branch | Gravity | Pipe | Buried | OP | CONC | None | 1965-06-30 | 28.8 | 27.58 | dwg | WI | Transmission | Legacy | 2 |  |  | 4 | 300 | [5 empty] | 75663 | NA |  | 79.44 |  | WSL |  | Waikato,Te Kawerau a Maki,Ngāti Whātua,Ngāti Maru,Ngāti Whātua o Ōrākei,Ngāti Tamaoho,Ngāti Tamaterā,Ngāi Tai ki Tāmaki,Ngāti Hako,Te Ākitai Waiohua | 3 | 3 | 3 | 2018 | CCTV Footage Review Log South_Latest.xls | no | 5 | 3 | 2 | CCTV Available (0-10 Years Old) & Soil Type Available | 2.2072 | 2 | 1 | 1 | 1 |  | 1 |  | 5 | 0.64 | 0.013284 | Modelled Flow Data Used & Depth Available | 79.4362 | 9
816 | 856 | 15442 | 10006265 | 195767 | DSLYF | Lynfield Branch | Gravity | Pipe | Buried | OP | CONC | None | 1965-06-30 | 29.91 | 28.8 | dwg | WI | Transmission | Legacy | 2 |  |  | 4 | 300 | [5 empty] | 75664 | NA |  | 79.08 |  | WSL |  | Waikato,Te Kawerau a Maki,Ngāti Whātua,Ngāti Maru,Ngāti Whātua o Ōrākei,Ngāti Tamaoho,Ngāti Tamaterā,Ngāi Tai ki Tāmaki,Ngāti Hako,Te Ākitai Waiohua | 3 | 3 | 3 | 2018 | CCTV Footage Review Log South_Latest.xls | no | 1 | 3 | 2 | CCTV Available (0-10 Years Old) & Soil Type Available | 2.2072 | 2 | 1 | 1 | 1 |  | 1 |  | 5 | 0.64 | 0.013358 | Modelled Flow Data Used & Depth Available | 79.0828 | 9
812 | 852 | 15438 | 10006261 | 195766 | DSLYF | Lynfield Branch | Gravity | Pipe | Buried | OP | CONC | None | 1965-06-30 | 25.45 | 25.18 | dwg | WI | Transmission | Legacy | 2 |  |  | 4 | 300 | [5 empty] | 75660 | NA |  | 66.6 |  | WSL |  | Waikato,Te Kawerau a Maki,Ngāti Whātua,Ngāti Maru,Ngāti Whātua o Ōrākei,Ngāti Tamaoho,Ngāti Tamaterā,Ngāi Tai ki Tāmaki,Ngāti Hako,Te Ākitai Waiohua | 3 | 3 | 3 | 2018 | CCTV Footage Review Log South_Latest.xls | no | 5 | 3 | 2 | CCTV Available (0-10 Years Old) & Soil Type Available | 2.2071 | 2 | 1 | 1 | 1 |  | 1 |  | 5 | 0.64 | 0.013625 | Modelled Flow Data Used & Depth Available | 66.6043 | 9
1711 | 1864 | 17158 | 10005865 | 195288 | DSGRM | Greenmount Branch | Gravity | Pipe | Buried | OP | CONC | None | 1997-06-30 | 14.4 | 14.07 | dwg | TE | Transmission | Legacy | 2 |  |  | 4 | 390 | [5 empty] | 75318 | NA |  | 63.3 |  | WSL |  | Waikato,Ngāti Maru,Ngāti Tamaoho,Ngāti Whanaunga,Ngāti Tamaterā,Ngāti Pāoa,Ngāi Tai ki Tāmaki,Ngāti Hako,Te Ākitai Waiohua | 2 | 2 | 2 | 2014 | te puna wai | no | 1 | 1 | 1 | CCTV Available (0-10 Years Old) & Soil Type Available | 2.2071 | 2 | 1 | 1 | 1 |  | 1 |  | 5 | 0.64 | 0.013764 | Modelled Flow Data Used & Depth Available | 63.3 | 5
4295 | 4582 | 2611576 | 10092203 | 195115 | DSGLR | Glenfield Relief Branch Sewer TS4A New | Gravity | Pipe | Buried | OP | PE | None | 2015-11-03 | 18.8 | 18.7 | 0.1s | NI | Transmission | T0000766 | 2 |  |  | 4 | 310 | [5 empty] | 64707 | NA |  | 3.31 |  | WSL |  | Te Kawerau a Maki,Ngāti Whātua,Ngāti Maru,Ngāti Whātua o Ōrākei,Ngāti Tamaoho,Ngāti Manuhiri,Te Patukirikiri,Ngāti Whanaunga,Ngāti Tamaterā,Ngāti Pāoa,Ngāi Tai ki Tāmaki,Ngāti Hako,Te Ākitai Waiohua | 1.76 | 2 |  |  |  | no | 5 | 1 | 1 | CCTV NOT Available or Over 30 Years Old & Soil Type Available | 2.2069 | 2 | 1 | 1 | 1 |  | 1 |  | 5 | 0.64 | 0.014548 | Modelled Flow Data Used & Depth Available | 3.3055 | 5
2094 | 2295 | 16595 | 10008941 | 197324 | DSTIT | Titirangi Branch | Gravity | Pipe | Buried | OP | VC | None | 1989-06-30 | 5.69 | 5.19 | dwg | WI | Transmission | Legacy | 2 |  |  | 4 | 300 | [5 empty] | 78094 | NA |  | 44.07 |  | WSL |  | Waikato,Te Kawerau a Maki,Ngāti Whātua,Ngāti Whātua o Ōrākei,Ngāti Tamaoho,Ngāti Tamaterā,Te Ākitai Waiohua | 3 | 3 | 3 | 2010 | te puna wai | no | 5 | 1 | 1 | CCTV Available (10-20 Years Old) & Soil Type Available | 2.2069 | 2 | 1 | 1 | 1 |  | 1 |  | 5 | 0.64 | 0.014658 | Modelled Flow Data Used & Depth Available | 44.0678 | 9
2071 | 2272 | 17180 | 10005662 | 195141 | DSGLE | Glen Eden Branch | Gravity | Pipe | Buried | OP | CONC | None | 1965-06-30 | 31.4 | 30.87 | dwg | WI | Transmission | Legacy | 2 |  |  | 4 | 300 | [5 empty] | 75263 | NA |  | 85.41 |  | WSL |  | Waikato,Te Kawerau a Maki,Ngāti Whātua,Ngāti Whātua o Ōrākei,Ngāti Tamaoho,Ngāti Tamaterā,Te Ākitai Waiohua | 3 | 3 | 3 | 2012 | te puna wai | no | 1 | 3 | 2 | CCTV Available (10-20 Years Old) & Soil Type Available | 2.2068 | 2 | 1 | 1 | 1 |  | 1 |  | 5 | 0.64 | 0.01507 | Modelled Flow Data Used & Depth Available | 85.4058 | 9
641 | 668 | 17469 | 10005660 | 194990 | DSGLE | Glen Eden Branch | Gravity | Pipe | Buried | OP | CONC | None | 1965-06-30 | 30 | 29.85 | 1.0g | WI | Transmission | GP07056 | 2 |  |  | 4 | 300 | [5 empty] | 75261 | NA |  | 12.37 |  | WSL |  | Waikato,Te Kawerau a Maki,Ngāti Whātua,Ngāti Whātua o Ōrākei,Ngāti Tamaoho,Ngāti Tamaterā,Te Ākitai Waiohua | 3 | 3 | 3 | 2011 | te puna wai | no | 5 | 3 | 2 | CCTV Available (10-20 Years Old) & Soil Type Available | 2.2068 | 2 | 1 | 1 | 1 |  | 1 |  | 5 | 0.64 | 0.015356 | Modelled Flow Data Used & Depth Available | 12.3665 | 9
2390 | 2601 | 16057 | 10006659 | 196183 | DSOAE | Otara East Branch | Gravity | Pipe | Buried | OP | CONC | None | 1971-06-30 | 9.16 | 8.4 | dwg | SI | Transmission | DU2408 | 2 |  |  | 4 | 300 | [5 empty] | 75992 | NA |  | 128.05 |  | WSL |  | Waikato,Te Kawerau a Maki,Ngāti Maru,Ngāti Tamaoho,Ngāti Whanaunga,Ngāti Tamaterā,Ngāti Pāoa,Ngāi Tai ki Tāmaki,Ngāti Hako,Te Ākitai Waiohua | 2.27 | 2 | 2 | 2017 | CCTV Footage Review Log South_Latest.xls | no | 5 | 1 | 2 | CCTV Available (0-10 Years Old) & Soil Type Available | 2.2067 | 2 | 1 | 1 | 1 |  | 1 |  | 5 | 0.64 | 0.015572 | Modelled Flow Data Used & Depth Available | 128.0487 | 5
2391 | 2602 | 16056 | 10006658 | 195653 | DSOAE | Otara East Branch | Gravity | Pipe | Buried | OP | CONC | None | 1971-06-30 | 8.4 | 8.15 | dwg | SI | Transmission | DU2408 | 2 |  |  | 4 | 300 | [5 empty] | 75991 | NA |  | 61.57 |  | WSL |  | Waikato,Te Kawerau a Maki,Ngāti Maru,Ngāti Tamaoho,Ngāti Whanaunga,Ngāti Tamaterā,Ngāti Pāoa,Ngāi Tai ki Tāmaki,Ngāti Hako,Te Ākitai Waiohua | 2.27 | 2 | 2 | 2017 | CCTV Footage Review Log South_Latest.xls | no | 5 | 1 | 2 | CCTV Available (0-10 Years Old) & Soil Type Available | 2.2067 | 2 | 1 | 1 | 1 |  | 1 |  | 5 | 0.64 | 0.015572 | Modelled Flow Data Used & Depth Available | 61.573 | 5
2395 | 2606 | 16054 | 10006656 | 195803 | DSOAE | Otara East Branch | Gravity | Pipe | Buried | OP | CONC | None | 1971-06-30 | 7.28 | 7.12 | dwg | SI | Transmission | DU2408 | 2 |  |  | 4 | 300 | [5 empty] | 75989 | NA |  | 33.18 |  | WSL |  | Waikato,Te Kawerau a Maki,Ngāti Maru,Ngāti Tamaoho,Ngāti Whanaunga,Ngāti Tamaterā,Ngāti Pāoa,Ngāi Tai ki Tāmaki,Ngāti Hako,Te Ākitai Waiohua | 2.27 | 2 | 2 | 2017 | CCTV Footage Review Log South_Latest.xls | no | 5 | 1 | 2 | CCTV Available (0-10 Years Old) & Soil Type Available | 2.2067 | 2 | 1 | 1 | 1 |  | 1 |  | 5 | 0.64 | 0.015572 | Modelled Flow Data Used & Depth Available | 33.1751 | 5
2392 | 2603 | 16055 | 10006657 | 196029 | DSOAE | Otara East Branch | Gravity | Pipe | Buried | OP | CONC | None | 1971-06-30 | 8.15 | 7.28 | dwg | SI | Transmission | DU2408 | 2 |  |  | 4 | 300 | [5 empty] | 75990 | NA |  | 28.75 |  | WSL |  | Waikato,Te Kawerau a Maki,Ngāti Maru,Ngāti Tamaoho,Ngāti Whanaunga,Ngāti Tamaterā,Ngāti Pāoa,Ngāi Tai ki Tāmaki,Ngāti Hako,Te Ākitai Waiohua | 2.27 | 2 | 2 | 2017 | CCTV Footage Review Log South_Latest.xls | no | 5 | 1 | 2 | CCTV Available (0-10 Years Old) & Soil Type Available | 2.2067 | 2 | 1 | 1 | 1 |  | 1 |  | 5 | 0.64 | 0.015572 | Modelled Flow Data Used & Depth Available | 28.7461 | 5
2389 | 2600 | 16058 | 10006660 | 195804 | DSOAE | Otara East Branch | Gravity | Pipe | Buried | OP | CONC | None | 1971-06-30 | 9.76 | 9.16 | dwg | SI | Transmission | DU2408 | 2 |  |  | 4 | 300 | [5 empty] | 75993 | NA |  | 152.91 |  | WSL |  | Waikato,Te Kawerau a Maki,Ngāti Maru,Ngāti Tamaoho,Ngāti Whanaunga,Ngāti Tamaterā,Ngāti Pāoa,Ngāi Tai ki Tāmaki,Ngāti Hako,Te Ākitai Waiohua | 2 | 2 | 2 | 2017 | CCTV Footage Review Log South_Latest.xls | no | 1 | 3 | 2 | CCTV Available (0-10 Years Old) & Soil Type Available | 2.2067 | 2 | 1 | 1 | 1 |  | 1 |  | 5 | 0.64 | 0.015578 | Modelled Flow Data Used & Depth Available | 152.9099 | 5
2385 | 2596 | 16639 | 10006664 | 195805 | DSOAE | Otara East Branch | Gravity | Pipe | Buried | OP | CONC | None | 1971-06-30 | 12.09 | 11.25 | dwg | SI | Transmission | DU2408 | 2 |  |  | 4 | 300 | [5 empty] | 75997 | NA |  | 90.96 |  | WSL |  | Waikato,Te Kawerau a Maki,Ngāti Maru,Ngāti Tamaoho,Ngāti Whanaunga,Ngāti Tamaterā,Ngāti Pāoa,Ngāi Tai ki Tāmaki,Ngāti Hako,Te Ākitai Waiohua | 2 | 2 | 2 | 2017 | CCTV Footage Review Log South_Latest.xls | no | 1 | 3 | 2 | CCTV Available (0-10 Years Old) & Soil Type Available | 2.2067 | 2 | 1 | 1 | 1 |  | 1 |  | 5 | 0.64 | 0.015601 | Modelled Flow Data Used & Depth Available | 90.9566 | 5
2383 | 2594 | 16062 | 10006666 | 195655 | DSOAE | Otara East Branch | Gravity | Pipe | Buried | OP | CONC | None | 1971-06-30 | 13.31 | 12.94 | dwg | SI | Transmission | DU2408 | 2 |  |  | 4 | 300 | [5 empty] | 75999 | NA |  | 93.61 |  | WSL |  | Waikato,Te Kawerau a Maki,Ngāti Maru,Ngāti Tamaoho,Ngāti Whanaunga,Ngāti Tamaterā,Ngāti Pāoa,Ngāi Tai ki Tāmaki,Ngāti Hako,Te Ākitai Waiohua | 2 | 2 | 2 | 2017 | CCTV Footage Review Log South_Latest.xls | no | 1 | 3 | 2 | CCTV Available (0-10 Years Old) & Soil Type Available | 2.2067 | 2 | 1 | 1 | 1 |  | 1 |  | 5 | 0.64 | 0.015604 | Modelled Flow Data Used & Depth Available | 93.6138 | 5
2384 | 2595 | 16061 | 10006665 | 196031 | DSOAE | Otara East Branch | Gravity | Pipe | Buried | OP | CONC | None | 1971-06-30 | 12.94 | 12.09 | dwg | SI | Transmission | DU2408 | 2 |  |  | 4 | 300 | [5 empty] | 75998 | NA |  | 90.79 |  | WSL |  | Waikato,Te Kawerau a Maki,Ngāti Maru,Ngāti Tamaoho,Ngāti Whanaunga,Ngāti Tamaterā,Ngāti Pāoa,Ngāi Tai ki Tāmaki,Ngāti Hako,Te Ākitai Waiohua | 2 | 2 | 2 | 2017 | CCTV Footage Review Log South_Latest.xls | no | 1 | 3 | 2 | CCTV Available (0-10 Years Old) & Soil Type Available | 2.2067 | 2 | 1 | 1 | 1 |  | 1 |  | 5 | 0.64 | 0.015604 | Modelled Flow Data Used & Depth Available | 90.7915 | 5
2382 | 2593 | 16063 | 10006667 | 196185 | DSOAE | Otara East Branch | Gravity | Pipe | Buried | OP | CONC | None | 1971-06-30 | 13.77 | 13.31 | dwg | SI | Transmission | DU2408 | 2 |  |  | 4 | 300 | [5 empty] | 76000 | NA |  | 97.77 |  | WSL |  | Waikato,Te Kawerau a Maki,Ngāti Maru,Ngāti Tamaoho,Ngāti Whanaunga,Ngāti Tamaterā,Ngāti Pāoa,Ngāi Tai ki Tāmaki,Ngāti Hako,Te Ākitai Waiohua | 2 | 2 | 2 | 2017 | CCTV Footage Review Log South_Latest.xls | no | 1 | 3 | 2 | CCTV Available (0-10 Years Old) & Soil Type Available | 2.2067 | 2 | 1 | 1 | 1 |  | 1 |  | 5 | 0.64 | 0.01561 | Modelled Flow Data Used & Depth Available | 97.7657 | 5
1192 | 1263 | 15167 | 10004601 | 193560 | DSB09 | Branch 9 Mt Roskill | Gravity | Pipe | Buried | OP | CONC | None | 1946-06-30 | 43.23 | 42.99 | dwg | WI | Transmission | Legacy | 2 |  |  | 4 | 600 | [5 empty] | 74306 | NA |  | 120.69 |  | WSL |  | Waikato,Te Kawerau a Maki,Ngāti Whātua,Ngāti Maru,Ngāti Whātua o Ōrākei,Ngāti Tamaoho,Ngāti Tamaterā,Ngāi Tai ki Tāmaki,Ngāti Hako,Te Ākitai Waiohua | 3.1 | 3 | 3 | 2016 | CCTV Footage Review Log South_Latest.xls | no | 5 | 1 | 3 | CCTV Available (0-10 Years Old) & Soil Type Available | 2.2066 | 2 | 2 | 3 | 1 |  | 1 | Aquifer - Auckland Isthmus Volcanic Aquifer | 1 | 0.625 | 0.033972 | Modelled Flow Data Used & Depth Available | 120.6856 | 9
1454 | 1553 | 16894 | 10006425 | 195340 | DSMAS | Massey Branch | Gravity | Pipe | Buried | OP | CONC | None | 1965-06-30 | 2.92 | 2.72 | dwg | WI | Transmission | Legacy | 2 |  |  | 4 | 375 | [5 empty] | 75778 | NA |  | 69.36 |  | WSL |  | Te Kawerau a Maki,Ngāti Whātua,Ngāti Whātua o Ōrākei,Ngāti Tamaoho,Ngāti Tamaterā,Te Ākitai Waiohua | 2.33 | 2 | 2 | 2009 | te puna wai | yes | 5 | 1 | 2 | CCTV Available (10-20 Years Old) & Soil Type Available | 2.2065 | 2 | 1 | 1 | 1 |  | 1 |  | 5 | 0.64 | 0.016524 | Modelled Flow Data Used & Depth Available | 69.3624 | 5
2474 | 2691 | 17211 | 10006421 | 195339 | DSMAS | Massey Branch | Gravity | Pipe | Buried | OP | AC | None | 1965-06-30 | 2.3 | 2.14 | appr | WI | Transmission | GP10003 | 2 |  |  | 4 | 375 | [5 empty] | 75774 | NA |  | 67.37 |  | WSL |  | Te Kawerau a Maki,Ngāti Whātua,Ngāti Whātua o Ōrākei,Ngāti Tamaoho,Ngāti Tamaterā,Te Ākitai Waiohua | 3.03 | 3 | 1 | 2009 | te puna wai | yes | 1 | 1 | 5 | CCTV Available (10-20 Years Old) & Soil Type Available | 2.2065 | 2 | 1 | 1 | 1 |  | 1 | Ocean Intercept, Significant Ecological Area - SEA-M2-55a | 5 | 0.64 | 0.016569 | Modelled Flow Data Used & Depth Available | 67.3702 | 9
2476 | 2693 | 17437 | 10006423 | 195495 | DSMAS | Massey Branch | Gravity | Pipe | Buried | OP | AC | None | 1965-06-30 | 2.45 | 2.4 | appr | WI | Transmission | GP10003 | 2 |  |  | 4 | 375 | [5 empty] | 75776 | NA |  | 23.95 |  | WSL |  | Te Kawerau a Maki,Ngāti Whātua,Ngāti Whātua o Ōrākei,Ngāti Tamaoho,Ngāti Tamaterā,Te Ākitai Waiohua | 3.58 | 4 | 2 | 2009 | te puna wai | yes | 3 | 1 | 5 | CCTV Available (10-20 Years Old) & Soil Type Available | 2.2065 | 2 | 1 | 1 | 1 |  | 1 |  | 5 | 0.64 | 0.016585 | Modelled Flow Data Used & Depth Available | 23.9537 | 15
3034 | 3295 | 904037 | 10089554 | 194022 | DSBHV | Beach Haven Branch Sewer TS10 | Gravity | Pipe | Buried | OP | CONC | None | 2005-06-01 | 5.22 | 5.11 | dwg | NI | Transmission | Legacy | 2 |  |  | 4 | 381 | [5 empty] | 64207 | NA |  | 4.67 |  | WSL |  | Ngāti Pāoa | 2.18 | 2 |  |  |  | no | 5 | 5 | 1 | CCTV NOT Available or Over 30 Years Old & Soil Type Available | 2.2065 | 2 | 1 | 1 | 1 |  | 1 | Ocean Intercept | 5 | 0.64 | 0.016845 | Modelled Flow Data Used & Depth Available | 4.6717 | 5
3637 | 3911 | 937067 | 10087787 | 195269 | DSGLW | Glenfield West Branch Sewer TS14D | Gravity | Pipe | Buried | OP | CLS | None | 1977-01-01 |  |  | 0.1s | NI | Transmission | Legacy | 2 |  |  | 4 | 315 | [5 empty] | 64724 | NA |  | 43.11 |  | WSL |  | Te Kawerau a Maki,Ngāti Whātua,Ngāti Maru,Ngāti Whātua o Ōrākei,Ngāti Tamaoho,Ngāti Manuhiri,Ngāti Whanaunga,Ngāti Tamaterā,Ngāti Pāoa,Ngāi Tai ki Tāmaki,Ngāti Hako,Te Ākitai Waiohua | 3.69 | 4 | 3 | 2016 | te puna wai | no | 3 | 1 | 5 | CCTV Available (0-10 Years Old) & Soil Type Available | 2.2063 | 2 | 1 | 1 | 1 |  | 1 | Ocean Intercept, Significant Ecological Area - SEA_T_8429 | 5 | 0.64 | 0.017611 | Modelled Flow Data Used & Depth Available | 43.1143 | 15
3239 | 3503 | 917718 | 10089465 | 193997 | DSBDW | Birkdale West Branch Sewer TS12 | Gravity | Pipe | Buried | OP | CONC | None | 1962-01-01 | 9.84 | 9.81 | dwg | NI | Transmission | Legacy | 2 |  |  | 4 | 355 | [5 empty] | 64155 | NA |  | 15.22 |  | WSL |  | Te Kawerau a Maki,Ngāti Whātua,Ngāti Maru,Ngāti Whātua o Ōrākei,Ngāti Tamaoho,Ngāti Manuhiri,Ngāti Whanaunga,Ngāti Tamaterā,Ngāi Tai ki Tāmaki,Ngāti Hako,Te Ākitai Waiohua | 2.41 | 2 |  |  |  | no | 1 | 1 | 3 | CCTV NOT Available or Over 30 Years Old & Soil Type Available | 2.2063 | 2 | 1 | 1 | 1 |  | 1 |  | 5 | 0.64 | 0.017611 | Modelled Flow Data Used & Depth Available | 15.2153 | 5
892 | 942 | 16357 | 10005071 | 193950 | DSBBH | Bucklands Beach Branch | Gravity | Pipe | Buried | OP | CONC | None | 1966-06-30 | 13.58 | 13.48 | dwg | HI | Transmission | Legacy | 2 |  |  | 4 | 600 | [5 empty] | 74590 | NA |  | 34.16 |  | WSL |  | Waikato,Ngāti Maru,Ngāti Tamaoho,Te Patukirikiri,Ngāti Whanaunga,Ngāti Tamaterā,Ngāti Pāoa,Ngāi Tai ki Tāmaki,Ngāti Hako,Te Ākitai Waiohua | 2.27 | 2 | 2 | 2018 | te puna wai | no | 5 | 1 | 2 | CCTV Available (0-10 Years Old) & Soil Type Available | 2.2062 | 2 | 2 | 3 | 1 |  | 1 |  | 1 | 0.625 | 0.033267 | Modelled Flow Data Used & Depth Available | 34.1556 | 5
852 | 892 | 17272 | 10005072 | 194143 | DSBBH | Bucklands Beach Branch | Gravity | Pipe | Buried | OP | CONC | None | 1966-06-30 | 13.68 | 13.62 | dwg | HI | Transmission | Legacy | 2 |  |  | 4 | 600 | [5 empty] | 74592 | NA |  | 22.93 |  | WSL |  | Waikato,Ngāti Maru,Ngāti Tamaoho,Te Patukirikiri,Ngāti Whanaunga,Ngāti Tamaterā,Ngāti Pāoa,Ngāi Tai ki Tāmaki,Ngāti Hako,Te Ākitai Waiohua | 2.27 | 2 | 2 | 2018 | te puna wai | no | 5 | 1 | 2 | CCTV Available (0-10 Years Old) & Soil Type Available | 2.2062 | 2 | 2 | 3 | 1 |  | 1 |  | 1 | 0.625 | 0.033267 | Modelled Flow Data Used & Depth Available | 22.9319 | 5
2951 | 3209 | 2098294 | 10090179 | 194603 | DSECB | East Coast Bays Branch Sewer TS7 | Gravity | Pipe | Buried | OP | PVC-U | None | 2014-07-04 | 5.01 | 4.77 | 0.1s | NI | Transmission | R0003643 | 2 |  |  | 4 | 375 | [5 empty] | 64594 | NA |  | 69.15 |  | WSL |  | Te Kawerau a Maki,Ngāti Whātua,Ngāti Maru,Ngāti Whātua o Ōrākei,Ngāti Tamaoho,Ngāti Manuhiri,Te Patukirikiri,Ngāti Whanaunga,Ngāti Tamaterā,Ngāti Pāoa,Ngāi Tai ki Tāmaki,Ngāti Hako,Te Ākitai Waiohua | 1.34 | 1 | 1 | 2016 | te puna wai | no | 3 | 3 | 1 | CCTV Available (0-10 Years Old) & Soil Type Not Available | 2.2061 | 2 | 1 | 1 | 1 |  | 1 |  | 5 | 0.64 | 0.018377 | Modelled Flow Data Used & Depth Available | 69.1545 | 2
2989 | 3249 | 2095468 | 10090291 | 194840 | DSECD | East Coast Bays Diversion Branch Sewer TS32 | Gravity | Pipe | Buried | OP | PVC-U | None | 2014-07-04 | 4.76 | 4.04 | 0.1s | NI | Transmission | R0003643 | 2 |  |  | 4 | 375 | [5 empty] | 64619 | NA |  | 13.96 |  | WSL |  | Te Kawerau a Maki,Ngāti Whātua,Ngāti Maru,Ngāti Whātua o Ōrākei,Ngāti Tamaoho,Ngāti Manuhiri,Te Patukirikiri,Ngāti Whanaunga,Ngāti Tamaterā,Ngāti Pāoa,Ngāi Tai ki Tāmaki,Ngāti Hako,Te Ākitai Waiohua | 1.59 | 2 |  |  |  | no | 3 | 3 | 1 | CCTV NOT Available or Over 30 Years Old & Soil Type Not Available | 2.2061 | 2 | 1 | 1 | 1 |  | 1 |  | 5 | 0.64 | 0.018377 | Modelled Flow Data Used & Depth Available | 13.9552 | 5
3041 | 3302 | 2095476 | 10090178 | 194150 | DSECB | East Coast Bays Branch Sewer TS7 | Gravity | Pipe | Buried | OP | PVC-U | None | 2014-07-04 | 4.76 | 4.73 | dwg | NI | Transmission | R0003643 | 2 |  |  | 4 | 375 | [5 empty] | 64593 | NA |  | 2.33 |  | WSL |  | Te Kawerau a Maki,Ngāti Whātua,Ngāti Maru,Ngāti Whātua o Ōrākei,Ngāti Tamaoho,Ngāti Manuhiri,Te Patukirikiri,Ngāti Whanaunga,Ngāti Tamaterā,Ngāti Pāoa,Ngāi Tai ki Tāmaki,Ngāti Hako,Te Ākitai Waiohua | 1.34 | 1 | 1 | 2016 | te puna wai | no | 3 | 3 | 1 | CCTV Available (0-10 Years Old) & Soil Type Not Available | 2.2061 | 2 | 1 | 1 | 1 |  | 1 |  | 5 | 0.64 | 0.018377 | Modelled Flow Data Used & Depth Available | 2.332 | 2
1118 | 1179 | 16327 | 10004198 | 193311 | DSB03 | Branch 3 Newmarket | Gravity | Pipe | Buried | OP | CONC | None | 1918-06-30 | 55.43 | 54.99 | dwg | OM | Transmission | DC06039 | 2 |  |  | 4 | 600 | [5 empty] | 74015 | NA |  | 107.42 |  | WSL |  | Waikato,Te Kawerau a Maki,Ngāti Whātua,Ngāti Maru,Ngāti Whātua o Ōrākei,Ngāti Tamaoho,Te Patukirikiri,Ngāti Tamaterā,Ngāti Pāoa,Ngāi Tai ki Tāmaki,Ngāti Hako,Te Ākitai Waiohua | 3.57 | 4 | 1 | 2009 | te puna wai | no | 5 | 1 | 5 | CCTV Available (10-20 Years Old) & Soil Type Available | 2.205 | 2 | 2 | 3 | 1 |  | 1 |  | 1 | 0.625 | 0.031176 | Modelled Flow Data Used & Depth Available | 107.4235 | 15
1496 | 1600 | 15530 | 10004199 | 193393 | DSB03 | Branch 3 Newmarket | Gravity | Pipe | Buried | OP | CONC | None | 1918-06-30 | 56.01 | 55.43 | dwg | OM | Transmission | Legacy | 2 |  |  | 4 | 600 | [5 empty] | 74016 | NA |  | 140.37 |  | WSL |  | Waikato,Te Kawerau a Maki,Ngāti Whātua,Ngāti Maru,Ngāti Whātua o Ōrākei,Ngāti Tamaoho,Te Patukirikiri,Ngāti Tamaterā,Ngāti Pāoa,Ngāi Tai ki Tāmaki,Ngāti Hako,Te Ākitai Waiohua | 3.03 | 3 | 1 | 2009 | te puna wai | no | 1 | 1 | 5 | CCTV Available (10-20 Years Old) & Soil Type Available | 2.2047 | 2 | 2 | 3 | 1 |  | 1 |  | 1 | 0.625 | 0.0306 | Modelled Flow Data Used & Depth Available | 140.3748 | 9
2336 | 2547 | 14924 | 10006802 | 196360 | DSONE | Onehunga Branch | Gravity | Pipe | Buried | OP | CONC | None | 1962-06-30 | 19.67 | 19.55 | dwg | WI | Transmission | Legacy | 2 |  |  | 4 | 600 | [5 empty] | 76115 | NA |  | 93.62 |  | WSL |  | Waikato,Te Kawerau a Maki,Ngāti Whātua,Ngāti Maru,Ngāti Whātua o Ōrākei,Ngāti Tamaoho,Ngāti Tamaterā,Ngāti Pāoa,Ngāi Tai ki Tāmaki,Ngāti Hako,Te Ākitai Waiohua | 2.67 | 3 | 2 | 2021 | CCTV Footage Review Log South_Latest.xls | yes | 5 | 1 | 3 | CCTV Available (0-10 Years Old) & Soil Type Available | 2.2024 | 2 | 2 | 3 | 1 |  | 1 | Aquifer - Mt Wellington Volcanic Aquifer | 1 | 0.625 | 0.02645 | Modelled Flow Data Used & Depth Available | 93.6232 | 9
1708 | 1861 | 17328 | 10008295 | 196968 | DSSP1 | Sylvia Park Rising Main 1 | Gravity | Pipe | Buried | OP | CONC | None | 1997-06-30 | 11.42 | 11.23 | dwg | EI | Transmission | Legacy | 2 |  |  | 4 | 600 | [5 empty] | 77438 | NA |  | 50.82 |  | WSL |  | Waikato,Te Kawerau a Maki,Ngāti Whātua,Ngāti Maru,Ngāti Whātua o Ōrākei,Ngāti Tamaoho,Ngāti Tamaterā,Ngāti Pāoa,Ngāi Tai ki Tāmaki,Ngāti Hako,Te Ākitai Waiohua | 3 | 3 | 3 | 2021 | CCTV Footage Review Log South_Latest.xls | no | 1 | 3 | 1 | CCTV Available (0-10 Years Old) & Soil Type Available | 2.2023 | 2 | 2 | 3 | 1 |  | 1 |  | 1 | 0.625 | 0.026311 | Modelled Flow Data Used & Depth Available | 50.8207 | 9
1268 | 1357 | 16760 | 10009175 | 197463 | DSWHE | Whenuapai Branch | Gravity | Pipe | Buried | OP | CONC | None | 1965-06-30 | 2.26 | 2.05 | dwg | WI | Transmission | Legacy | 2 |  |  | 4 | 750 | [5 empty] | 78266 | NA |  | 83.84 |  | WSL |  | Te Kawerau a Maki,Ngāti Whātua,Ngāti Whātua o Ōrākei,Ngāti Tamaoho,Ngāti Tamaterā,Te Ākitai Waiohua | 2 | 2 | 2 | 2017 | CCTV Footage Review Log South_Latest.xls | no | 1 | 1 | 2 | CCTV Available (0-10 Years Old) & Soil Type Available | 2.1995 | 2 | 2 | 3 | 1 |  | 1 |  | 1 | 0.625 | 0.021379 | Modelled Flow Data Used & Depth Available | 83.844 | 5
1267 | 1356 | 16759 | 10009174 | 197653 | DSWHE | Whenuapai Branch | Gravity | Pipe | Buried | OP | CONC | None | 1965-06-30 | 2.05 | 1.84 | dwg | WI | Transmission | Legacy | 2 |  |  | 4 | 750 | [5 empty] | 78265 | NA |  | 86.74 |  | WSL |  | Te Kawerau a Maki,Ngāti Whātua,Ngāti Whātua o Ōrākei,Ngāti Tamaoho,Ngāti Tamaterā,Te Ākitai Waiohua | 2 | 2 | 2 | 2017 | CCTV Footage Review Log South_Latest.xls | no | 1 | 1 | 2 | CCTV Available (0-10 Years Old) & Soil Type Available | 2.1995 | 2 | 2 | 3 | 1 |  | 1 |  | 1 | 0.625 | 0.02136 | Modelled Flow Data Used & Depth Available | 86.7435 | 5
2178 | 2388 | 28594 | 10007520 | 196660 | DSPAS | Papakura South Branch | Gravity | Pipe | Buried | OP | CONC | None | 2007-05-21 | 9.06 | 8.98 | 0.1s | SI | Transmission | DC07046 | 2 |  |  | 4 | 675 | [5 empty] | 76650 | NA |  | 29.65 |  | WSL |  | Waikato,Ngāti Maru,Ngāti Tamaoho,Ngāti Whanaunga,Ngāti Tamaterā,Ngāti Pāoa,Ngāi Tai ki Tāmaki,Ngāti Hako,Te Ākitai Waiohua | 1.56 | 2 | 1 | 2018 | te puna wai | no | 5 | 3 | 1 | CCTV Available (0-10 Years Old) & Soil Type Available | 2.1851 | 2 | 1 | 3 | 1 |  | 1 |  | 1 | 0.625 | 0.01256 | Modelled Flow Data Used & Depth Available | 29.6477 | 5
733 | 768 | 28585 | 10007523 | 196387 | DSPAS | Papakura South Branch | Gravity | Pipe | Buried | OP | CONC | None | 2007-05-21 | 9.45 | 9.37 | 0.1s | SI | Transmission | DC07046 | 2 |  |  | 4 | 600 | [5 empty] | 76653 | NA |  | 26.63 |  | WSL |  | Waikato,Ngāti Maru,Ngāti Tamaoho,Ngāti Whanaunga,Ngāti Tamaterā,Ngāti Pāoa,Ngāi Tai ki Tāmaki,Ngāti Hako,Te Ākitai Waiohua | 2 | 2 | 2 | 2018 | te puna wai | no | 1 | 3 | 1 | CCTV Available (0-10 Years Old) & Soil Type Available | 2.185 | 2 | 1 | 3 | 1 |  | 1 |  | 1 | 0.625 | 0.013526 | Modelled Flow Data Used & Depth Available | 26.6269 | 5
734 | 769 | 28595 | 10007524 | 196661 | DSPAS | Papakura South Branch | Gravity | Pipe | Buried | OP | CONC | None | 2007-05-12 | 9.91 | 9.47 | 0.1s | SI | Transmission | DC07046 | 2 |  |  | 4 | 600 | [5 empty] | 76654 | NA |  | 113.07 |  | WSL |  | Waikato,Ngāti Maru,Ngāti Tamaoho,Ngāti Whanaunga,Ngāti Tamaterā,Ngāti Pāoa,Ngāi Tai ki Tāmaki,Ngāti Hako,Te Ākitai Waiohua | 3 | 3 | 3 | 2018 | te puna wai | no | 1 | 3 | 1 | CCTV Available (0-10 Years Old) & Soil Type Available | 2.1849 | 2 | 1 | 3 | 1 |  | 1 |  | 1 | 0.625 | 0.013966 | Modelled Flow Data Used & Depth Available | 113.0689 | 9
2377 | 2588 | 15427 | 10004269 | 193163 | DSB05 | Branch 5 Herne Bay | Gravity | Pipe | Buried | OP | CONC | PVC | 1912-06-30 | 5.31 | 5.28 | dwg | OM | Transmission | DU0803 | 2 |  |  | 4 | 600 | [5 empty] | 74063 | NA |  | 22.39 |  | WSL |  | Te Kawerau a Maki,Ngāti Whātua,Ngāti Maru,Ngāti Whātua o Ōrākei,Ngāti Tamaoho,Te Patukirikiri,Ngāti Tamaterā,Ngāti Pāoa,Ngāi Tai ki Tāmaki,Ngāti Hako,Te Ākitai Waiohua | 1 | 1 | 1 | 2018 | CCTV Footage Review Log South_Latest.xls | no | 1 | 1 | 1 | CCTV Available (0-10 Years Old) & Soil Type Available | 2.1846 | 2 | 1 | 3 | 1 |  | 1 |  | 1 | 0.625 | 0.015343 | Modelled Flow Data Used & Depth Available | 22.3946 | 2
2175 | 2378 | 17536 | 10004268 | 316146 | DSB05 | Branch 5 Herne Bay | Gravity | Pipe | Tunnelled | OP | CONC | PVC | 1912-06-30 | 5.28 | 5.2 | dwg | OM | Transmission | DU0803 | 2 |  |  | 4 | 600 | [5 empty] | 74062 | NA |  | 8.73 |  | WSL |  | Te Kawerau a Maki,Ngāti Whātua,Ngāti Maru,Ngāti Whātua o Ōrākei,Ngāti Tamaoho,Te Patukirikiri,Ngāti Tamaterā,Ngāti Pāoa,Ngāi Tai ki Tāmaki,Ngāti Hako,Te Ākitai Waiohua | 1 | 1 | 1 | 2018 | CCTV Footage Review Log South_Latest.xls | no | 1 | 1 | 1 | CCTV Available (0-10 Years Old) & Soil Type Available | 2.1844 | 2 | 1 | 3 | 1 |  | 1 |  | 1 | 0.625 | 0.016318 | Modelled Flow Data Used & Depth Available | 8.7273 | 2
4143 | 4425 | 932881 | 10087985 | 194809 | DSHLA | Hillcrest A Branch Sewer TS15A | Gravity | Pipe | Buried | OP | PE | None | 2008-03-05 | 21.66 | 21.12 | dwg | NI | Transmission | Legacy | 2 |  |  | 4 | 700 | [5 empty] | 64870 | NA |  | 34.49 |  | WSL |  | Te Kawerau a Maki,Ngāti Whātua,Ngāti Maru,Ngāti Whātua o Ōrākei,Ngāti Tamaoho,Ngāti Manuhiri,Te Patukirikiri,Ngāti Whanaunga,Ngāti Tamaterā,Ngāti Pāoa,Ngāi Tai ki Tāmaki,Ngāti Hako,Te Ākitai Waiohua | 1.12 | 1 | 1 | 2018 | te puna wai | no | 1 | 3 | 1 | CCTV Available (0-10 Years Old) & Soil Type Available | 2.1838 | 2 | 1 | 3 | 1 |  | 1 |  | 1 | 0.625 | 0.019908 | Modelled Flow Data Used & Depth Available | 34.4863 | 2
3828 | 4105 | 913780 | 10087983 | 194962 | DSHLA | Hillcrest A Branch Sewer TS15A | Gravity | Pipe | Buried | OP | PE | None | 2008-03-05 | 20.41 | 20.25 | dwg | NI | Transmission | Legacy | 2 |  |  | 4 | 700 | [5 empty] | 64867 | NA |  | 76.26 |  | WSL |  | Te Kawerau a Maki,Ngāti Whātua,Ngāti Maru,Ngāti Whātua o Ōrākei,Ngāti Tamaoho,Ngāti Manuhiri,Te Patukirikiri,Ngāti Whanaunga,Ngāti Tamaterā,Ngāti Pāoa,Ngāi Tai ki Tāmaki,Ngāti Hako,Te Ākitai Waiohua | 1.12 | 1 | 1 | 2018 | te puna wai | no | 1 | 3 | 1 | CCTV Available (0-10 Years Old) & Soil Type Available | 2.1829 | 2 | 1 | 3 | 1 |  | 1 |  | 1 | 0.625 | 0.024502 | Modelled Flow Data Used & Depth Available | 76.2574 | 2
4198 | 4482 | 930856 | 10087982 | 195489 | DSHLA | Hillcrest A Branch Sewer TS15A | Gravity | Pipe | Buried | OP | PE | None | 2008-03-05 | 20.23 | 19.99 | dwg | NI | Transmission | Legacy | 2 |  |  | 4 | 700 | [5 empty] | 64866 | NA |  | 53.31 |  | WSL |  | Te Kawerau a Maki,Ngāti Whātua,Ngāti Maru,Ngāti Whātua o Ōrākei,Ngāti Tamaoho,Ngāti Manuhiri,Te Patukirikiri,Ngāti Whanaunga,Ngāti Tamaterā,Ngāti Pāoa,Ngāi Tai ki Tāmaki,Ngāti Hako,Te Ākitai Waiohua | 1.12 | 1 | 1 | 2018 | te puna wai | no | 1 | 3 | 1 | CCTV Available (0-10 Years Old) & Soil Type Available | 2.1829 | 2 | 1 | 3 | 1 |  | 1 |  | 1 | 0.625 | 0.024502 | Modelled Flow Data Used & Depth Available | 53.3105 | 2
2109 | 2310 | 16606 | 10008925 | 197718 | DSTIT | Titirangi Branch | Gravity | Pipe | Buried | OP | CONC | None | 1988-06-30 | 44.22 | 42.69 | dwg | WI | Transmission | Legacy | 2 |  |  | 4 | 450 | [5 empty] | 78074 | NA |  | 93.48 |  | WSL |  | Waikato,Te Kawerau a Maki,Ngāti Whātua,Ngāti Whātua o Ōrākei,Ngāti Tamaoho,Ngāti Tamaterā,Te Ākitai Waiohua | 3 | 3 | 3 | 2010 | te puna wai | no | 1 | 1 | 1 | CCTV Available (10-20 Years Old) & Soil Type Available | 2.1799 | 2 | 3 | 2 | 1 |  | 1 |  | 1 | 0.565 | 0.058774 | Modelled Flow Data Used & Depth Available | 93.4761 | 9
2110 | 2311 | 16607 | 10008924 | 197125 | DSTIT | Titirangi Branch | Gravity | Pipe | Buried | OP | CONC | None | 1988-06-30 | 42.69 | 41.45 | dwg | WI | Transmission | Legacy | 2 |  |  | 4 | 450 | [5 empty] | 78073 | NA |  | 76.78 |  | WSL |  | Waikato,Te Kawerau a Maki,Ngāti Whātua,Ngāti Whātua o Ōrākei,Ngāti Tamaoho,Ngāti Tamaterā,Te Ākitai Waiohua | 3 | 3 | 3 | 2001 | te puna wai | no | 1 | 1 | 1 | CCTV Available (20-30 Years Old) & Soil Type Available | 2.1782 | 2 | 3 | 2 | 1 |  | 1 |  | 1 | 0.565 | 0.057513 | Modelled Flow Data Used & Depth Available | 76.7824 | 9
2196 | 2406 | 16608 | 10008923 | 197320 | DSTIT | Titirangi Branch | Gravity | Pipe | Buried | OP | CONC | None | 1988-06-30 | 41.45 | 40.65 | dwg | WI | Transmission | Legacy | 2 |  |  | 4 | 450 | [5 empty] | 78072 | NA |  | 50.06 |  | WSL |  | Waikato,Te Kawerau a Maki,Ngāti Whātua,Ngāti Whātua o Ōrākei,Ngāti Tamaoho,Ngāti Tamaterā,Te Ākitai Waiohua | 3 | 3 | 3 | 2001 | te puna wai | no | 1 | 1 | 1 | CCTV Available (20-30 Years Old) & Soil Type Available | 2.1769 | 2 | 3 | 2 | 1 |  | 1 |  | 1 | 0.565 | 0.056625 | Modelled Flow Data Used & Depth Available | 50.0559 | 9
3827 | 4104 | 917711 | 10089693 | 193813 | DSBKD | Birkdale Branch Sewer TS14 | Gravity | Pipe | Buried | OP | PE | None | 2006-09-15 | 6.36 | 5.09 | dwg | NI | Transmission | Legacy | 2 |  |  | 4 | 315 | [5 empty] | 64281 | NA |  | 60.91 |  | WSL |  | Te Kawerau a Maki,Ngāti Whātua,Ngāti Maru,Ngāti Whātua o Ōrākei,Ngāti Tamaoho,Ngāti Manuhiri,Ngāti Whanaunga,Ngāti Tamaterā,Ngāti Pāoa,Ngāi Tai ki Tāmaki,Ngāti Hako,Te Ākitai Waiohua | 1.76 | 2 |  |  |  | no | 5 | 1 | 1 | CCTV NOT Available or Over 30 Years Old & Soil Type Available | 2.168 | 2 | 1 | 1 | 1 |  | 1 |  | 5 | 0.64 | 0.2 | Diameter Used For Flow Approximation & Depth Available | 60.9104 | 5
4451 | 4747 | 4523099 | 10105566 | 194613 | DSGER | Glen Eden Branch | Gravity | Pipe | Buried | OP | FRP | None | 2017-12-24 | 32.65 | 32.41 | 0.1s | WI | Transmission | T0001202 | 2 |  |  | 4 | 375 | [5 empty] | 75001 | NA |  | 53.92 |  | WSL |  | Waikato,Te Kawerau a Maki,Ngāti Whātua,Ngāti Whātua o Ōrākei,Ngāti Tamaoho,Ngāti Tamaterā,Te Ākitai Waiohua | 1.97 | 2 |  |  |  | no | 5 | 3 | 1 | CCTV NOT Available or Over 30 Years Old & Soil Type Available | 2.168 | 2 | 1 | 1 | 1 |  | 1 |  | 5 | 0.64 | 0.2 | Diameter Used For Flow Approximation & Depth Available | 53.9205 | 5
4449 | 4745 | 4523097 | 10105557 | 195023 | DSGLE | Glen Eden Branch | Gravity | Pipe | Buried | OP | FRP | None | 2017-12-24 | 32.87 | 32.81 | 0.1s | WI | Transmission | T0001202 | 2 |  |  | 4 | 375 | [5 empty] | 75269 | NA |  | 14.36 |  | WSL |  | Waikato,Te Kawerau a Maki,Ngāti Whātua,Ngāti Whātua o Ōrākei,Ngāti Tamaoho,Ngāti Tamaterā,Te Ākitai Waiohua | 1.97 | 2 |  |  |  | no | 5 | 3 | 1 | CCTV NOT Available or Over 30 Years Old & Soil Type Available | 2.168 | 2 | 1 | 1 | 1 |  | 1 |  | 5 | 0.64 | 0.2 | Diameter Used For Flow Approximation & Depth Available | 14.3599 | 5
4464 | 4760 | 4523181 | 10106952 | 194519 | DSGLE | Glen Eden Branch | Gravity | Pipe | Buried | OP | CONC | None | 1965-06-30 | 32.87 | 32.83 | 0.1s | WI | Transmission | GP07056 | 2 |  |  | 4 | 318 | [5 empty] | 75269 | NA |  | 11.71 |  | WSL |  | Waikato,Te Kawerau a Maki,Ngāti Whātua,Ngāti Whātua o Ōrākei,Ngāti Tamaoho,Ngāti Tamaterā,Te Ākitai Waiohua | 2.67 | 3 |  |  |  | no | 5 | 3 | 2 | CCTV NOT Available or Over 30 Years Old & Soil Type Available | 2.168 | 2 | 1 | 1 | 1 |  | 1 |  | 5 | 0.64 | 0.2 | Diameter Used For Flow Approximation & Depth Available | 11.7061 | 9
2912 | 3170 | 2103197 | 10083170 | 196682 | DSPUH | Puhinui Branch | Gravity | Pipe | Buried | OP | CONC | None | 2009-06-01 | 9.89 | 9.86 | 0.1s | SI | Transmission | T0000512 | 2 |  |  | 4 | 375 | [5 empty] | 77091 | NA |  | 7.8 |  | WSL |  | Waikato,Te Kawerau a Maki,Ngāti Maru,Ngāti Tamaoho,Ngāti Tamaterā,Ngāi Tai ki Tāmaki,Ngāti Hako,Te Ākitai Waiohua | 2 | 2 | 2 | 2015 | CCTV Footage Review Log South_Latest.xls | no | 5 | 1 | 1 | CCTV Available (0-10 Years Old) & Soil Type Available | 2.168 | 2 | 1 | 1 | 1 |  | 1 |  | 5 | 0.64 | 0.2 | Diameter Used For Flow Approximation & Depth Available | 7.8013 | 5
4450 | 4746 | 4523098 | 10105567 | 194733 | DSGER | Glen Eden Relief Branch Sewer | Gravity | Pipe | Buried | OP | FRP | None | 2017-12-24 | 32.76 | 32.75 | 0.1s | WI | Transmission | T0001202 | 2 |  |  | 4 | 375 | [5 empty] | 75002 | NA |  | 5.49 |  | WSL |  | Waikato,Te Kawerau a Maki,Ngāti Whātua,Ngāti Whātua o Ōrākei,Ngāti Tamaoho,Ngāti Tamaterā,Te Ākitai Waiohua | 1.97 | 2 |  |  |  | no | 5 | 3 | 1 | CCTV NOT Available or Over 30 Years Old & Soil Type Available | 2.168 | 2 | 1 | 1 | 1 |  | 1 |  | 5 | 0.64 | 0.2 | Diameter Used For Flow Approximation & Depth Available | 5.4866 | 5
2809 | 3058 | 302898 | 10074717 | 196324 | DSOTD | Otahuhu East Branch Diversion Sewer | Gravity | Pipe | Buried | OP | VC | None | 2011-12-01 | 2.8 | 2.28 | dwg | SI | Transmission | T0000017 | 2 |  |  | 4 | 300 | [5 empty] | 76502 | NA |  | 90.89 |  | WSL |  | Waikato,Te Kawerau a Maki,Ngāti Maru,Ngāti Whātua o Ōrākei,Ngāti Tamaoho,Ngāti Whanaunga,Ngāti Tamaterā,Ngāti Pāoa,Ngāi Tai ki Tāmaki,Ngāti Hako,Te Ākitai Waiohua | 1.42 | 1 | 1 | 2011 | te puna wai | no | 3 | 3 | 1 | CCTV Available (10-20 Years Old) & Soil Type Available | 2.168 | 2 | 1 | 1 | 1 |  | 1 | Ocean Intercept, Significant Ecological Area - SEA-M2-45c | 5 | 0.64 | 0.2 | Diameter Used For Flow Approximation & Depth Available | 90.891 | 2
4453 | 4749 | 4523101 | 10105564 | 194464 | DSGER | Glen Eden Relief Branch Sewer | Gravity | Pipe | Buried | OP | FRP | None | 2017-12-24 | 31.46 | 28.55 | 0.1s | WI | Transmission | T0001202 | 2 |  |  | 4 | 375 | [5 empty] | 74999 | NA |  | 338.51 |  | WSL |  | Waikato,Te Kawerau a Maki,Ngāti Whātua,Ngāti Whātua o Ōrākei,Ngāti Tamaoho,Ngāti Tamaterā,Te Ākitai Waiohua | 1.21 | 1 |  |  |  | no | 1 | 3 | 1 | CCTV NOT Available or Over 30 Years Old & Soil Type Available | 2.168 | 2 | 1 | 1 | 1 |  | 1 |  | 5 | 0.64 | 0.2 | Diameter Used For Flow Approximation & Depth Available | 338.5117 | 2
2620 | 2846 | 15390 | 10004845 | 193470 | DSB4B | Branch 4B High Street | Gravity | Pipe | Tunnelled | OP | VC | None | 1992-06-30 | 5.36 | 4.25 | dwg | OM | Transmission | Legacy | 2 |  |  | 4 | 375 | [5 empty] | 74427 | NA |  | 141.22 |  | WSL |  | Te Kawerau a Maki,Ngāti Whātua,Ngāti Maru,Ngāti Whātua o Ōrākei,Ngāti Tamaoho,Te Patukirikiri,Ngāti Tamaterā,Ngāti Pāoa,Ngāi Tai ki Tāmaki,Ngāti Hako,Te Ākitai Waiohua | 1 | 1 | 1 | 2009 | te puna wai | yes | 1 | 1 | 1 | CCTV Available (10-20 Years Old) & Soil Type Available | 2.168 | 2 | 1 | 1 | 1 |  | 1 | Place Of Historic Heritage - Wesleyan Chapel/Court entrance (former), including stairs and railings | 5 | 0.64 | 0.2 | Diameter Used For Flow Approximation & Depth Available | 141.22 | 2
4452 | 4748 | 4523100 | 10105565 | 194887 | DSGER | Glen Eden Branch | Gravity | Pipe | Buried | OP | FRP | None | 2017-12-24 | 32.39 | 31.6 | 0.1s | WI | Transmission | T0001202 | 2 |  |  | 4 | 375 | [5 empty] | 75000 | NA |  | 116.46 |  | WSL |  | Waikato,Te Kawerau a Maki,Ngāti Whātua,Ngāti Whātua o Ōrākei,Ngāti Tamaoho,Ngāti Tamaterā,Te Ākitai Waiohua | 1.21 | 1 |  |  |  | no | 1 | 3 | 1 | CCTV NOT Available or Over 30 Years Old & Soil Type Available | 2.168 | 2 | 1 | 1 | 1 |  | 1 |  | 5 | 0.64 | 0.2 | Diameter Used For Flow Approximation & Depth Available | 116.4607 | 2
1232 | 1314 | 14813 | 10007365 | 196470 | DSOTN | Otahuhu North Branch | Gravity | Pipe | Buried | OP | CONC | None | 1965-06-30 | 5.68 | 5.48 | dwg | EI | Transmission | Legacy | 2 |  |  | 4 | 318 | [5 empty] | 76543 | NA |  | 72.25 |  | WSL |  | Waikato,Te Kawerau a Maki,Ngāti Maru,Ngāti Whātua o Ōrākei,Ngāti Tamaoho,Ngāti Whanaunga,Ngāti Tamaterā,Ngāti Pāoa,Ngāi Tai ki Tāmaki,Ngāti Hako,Te Ākitai Waiohua | 3 | 3 | 3 | 2020 | CCTV Footage Review Log South_Latest.xls | no | 1 | 3 | 2 | CCTV Available (0-10 Years Old) & Soil Type Available | 2.168 | 2 | 1 | 1 | 1 |  | 1 |  | 5 | 0.64 | 0.2 | Diameter Used For Flow Approximation & Depth Available | 72.2494 | 9
963 | 1017 | 2543791 | 10084585 | 197247 | DSWEY | Weymouth Branch | Gravity | Pipe | Buried | OP | AC | None | 1969-06-30 | 5.37 | 4.73 | dwg | SI | Transmission | Legacy | 2 |  |  | 4 | 300 | [5 empty] | 66593 | NA |  | 70.93 |  | WSL | 2 | Waikato,Ngāti Maru,Ngāti Tamaoho,Ngāti Whanaunga,Ngāti Tamaterā,Ngāi Tai ki Tāmaki,Ngāti Hako,Te Ākitai Waiohua | 3.12 | 3 |  |  |  | no | 1 | 1 | 4 | CCTV NOT Available or Over 30 Years Old & Soil Type Available | 2.168 | 2 | 1 | 1 | 1 |  | 1 |  | 5 | 0.64 | 0.2 | Diameter Used For Flow Approximation & Depth Available | 70.9258 | 9
4466 | 4762 | 4524534 | 10106555 | 193174 | DSB05 | Branch 5 Herne Bay | Gravity | Pipe | Tunnelled | OP | VC | RIBL | 1912-06-30 | 9.73 | 9.61 | dwg | OM | Transmission | Legacy | 2 |  |  | 4 | 229 | [5 empty] | 74083 | NA |  | 36.83 |  | WSL |  | Te Kawerau a Maki,Ngāti Whātua,Ngāti Maru,Ngāti Whātua o Ōrākei,Ngāti Tamaoho,Ngāti Tamaterā,Ngāi Tai ki Tāmaki,Ngāti Hako,Te Ākitai Waiohua | 1 | 1 |  |  |  | no | 1 | 1 | 1 | CCTV NOT Available or Over 30 Years Old & Soil Type Available | 2.168 | 2 | 1 | 1 | 1 |  | 1 |  | 5 | 0.64 | 0.2 | Diameter Used For Flow Approximation & Depth Available | 36.8274 | 2
657 | 686 | 17475 | 10005668 | 194992 | DSGLE | Glen Eden Branch | Gravity | Pipe | Buried | OP | CONC | None | 1965-06-30 | 32.72 | 32.57 | 1.0g | WI | Transmission | GP07056 | 2 |  |  | 4 | 300 | [5 empty] | 75270 | NA |  | 16.74 |  | WSL |  | Waikato,Te Kawerau a Maki,Ngāti Whātua,Ngāti Whātua o Ōrākei,Ngāti Tamaoho,Ngāti Tamaterā,Te Ākitai Waiohua | 2 | 2 | 2 | 2012 | te puna wai | no | 1 | 3 | 2 | CCTV Available (10-20 Years Old) & Soil Type Available | 2.168 | 2 | 1 | 1 | 1 |  | 1 |  | 5 | 0.64 | 0.2 | Diameter Used For Flow Approximation & Depth Available | 16.7427 | 5
1668 | 1818 | 16998 | 10009610 | 198016 | DSWYN | Weymouth North Branch | Gravity | Pipe | Buried | OP | PVC-U | None | 1985-06-30 | 9.74 | 9.7 | dwg | SW | Transmission | Legacy | 2 |  |  | 4 | 310 | [5 empty] | 78677 | NA |  | 11.62 |  | WSL |  | Waikato,Te Kawerau a Maki,Ngāti Maru,Ngāti Tamaoho,Ngāti Whanaunga,Ngāti Tamaterā,Ngāi Tai ki Tāmaki,Ngāti Hako,Te Ākitai Waiohua | 3 | 3 | 3 | 2008 | CCTV Footage Review Log South_Latest.xls | no | 1 | 1 | 1 | CCTV Available (10-20 Years Old) & Soil Type Available | 2.168 | 2 | 1 | 1 | 1 |  | 1 |  | 5 | 0.64 | 0.2 | Diameter Used For Flow Approximation & Depth Available | 11.6176 | 9
2621 | 2847 | 15389 | 10004847 | 193713 | DSB4B | Branch 4B High Street | Gravity | Pipe | Tunnelled | OP | VC | None | 1992-06-30 | 4.2 | 4.12 | dwg | OM | Transmission | Legacy | 2 |  |  | 4 | 375 | [5 empty] | 74426 | NA |  | 11.51 |  | WSL |  | Te Kawerau a Maki,Ngāti Whātua,Ngāti Maru,Ngāti Whātua o Ōrākei,Ngāti Tamaoho,Te Patukirikiri,Ngāti Tamaterā,Ngāti Pāoa,Ngāi Tai ki Tāmaki,Ngāti Hako,Te Ākitai Waiohua | 1 | 1 | 1 | 2009 | te puna wai | yes | 1 | 1 | 1 | CCTV Available (10-20 Years Old) & Soil Type Available | 2.168 | 2 | 1 | 1 | 1 |  | 1 |  | 5 | 0.64 | 0.2 | Diameter Used For Flow Approximation & Depth Available | 11.5138 | 2
4289 | 4574 | 2591963 | 10090776 | 195500 | DSMEB | Mellons Bay Branch | Gravity | Pipe | Buried | OP | PE | None | 2013-01-01 | 0.09 | 0.09 | 0.1s | HI | Transmission | T0000699 | 2 |  |  | 4 | 300 | [5 empty] | 75806 | NA |  | 9.91 |  | WSL |  | Waikato,Ngāti Maru,Ngāti Tamaoho,Te Patukirikiri,Ngāti Whanaunga,Ngāti Tamaterā,Ngāti Pāoa,Ngāi Tai ki Tāmaki,Ngāti Hako,Te Ākitai Waiohua | 1 | 1 | 1 | 2015 | CCTV Footage Review Log South_Latest.xls | no | 1 | 1 | 1 | CCTV Available (0-10 Years Old) & Soil Type Available | 2.168 | 2 | 1 | 1 | 1 |  | 1 |  | 5 | 0.64 | 0.2 | Diameter Used For Flow Approximation & Depth Available | 9.9084 | 2
4455 | 4751 | 4523103 | 10105555 | 195173 | DSGLE | Glen Eden Branch | Gravity | Pipe | Buried | OP | CONC | None | 2017-12-24 | 27.14 | 27.11 | 0.1s | WI | Transmission | T0001202 | 2 |  |  | 4 | 375 | [5 empty] | 75252 | NA |  | 7.28 |  | WSL |  | Te Kawerau a Maki,Ngāti Whātua,Ngāti Whātua o Ōrākei,Ngāti Tamaoho,Ngāti Tamaterā,Te Ākitai Waiohua | 1.21 | 1 |  |  |  | no | 1 | 3 | 1 | CCTV NOT Available or Over 30 Years Old & Soil Type Available | 2.168 | 2 | 1 | 1 | 1 |  | 1 |  | 5 | 0.64 | 0.2 | Diameter Used For Flow Approximation & Depth Available | 7.2841 | 2
1285 | 1375 | 24955 | 10008711 | 197685 | DSTEN | Te Atatu North Branch | Gravity | Pipe | Buried | OP | CLS | None | 1997-12-03 |  |  | dwg | WI | Transmission | DU3010 | 2 |  |  | 4 | 390 | [5 empty] | 77889 | NA |  | 6 |  | WSL |  | Te Kawerau a Maki,Ngāti Whātua,Ngāti Whātua o Ōrākei,Ngāti Tamaoho,Ngāti Tamaterā,Te Ākitai Waiohua | 2 | 2 | 2 | 2013 | te puna wai | no | 1 | 1 | 2 | CCTV Available (10-20 Years Old) & Soil Type Available | 2.168 | 2 | 1 | 1 | 1 |  | 1 | Ocean Intercept | 5 | 0.64 | 0.2 | Diameter Used For Flow Approximation & Depth Available | 5.997 | 5
1306 | 1396 | 33009 | 10008712 | 196945 | DSTEN | Te Atatu North Branch | Gravity | Pipe | Buried | OP | CONC | None | 1997-12-03 | 3.95 | 3.92 | dwg | WI | Transmission | DU3010 | 2 |  |  | 4 | 381 | [5 empty] | 77886 | NA |  | 4.81 |  | WSL |  | Te Kawerau a Maki,Ngāti Whātua,Ngāti Whātua o Ōrākei,Ngāti Tamaoho,Ngāti Tamaterā,Te Ākitai Waiohua | 1 | 1 | 1 | 2013 | te puna wai | no | 1 | 1 | 1 | CCTV Available (10-20 Years Old) & Soil Type Available | 2.168 | 2 | 1 | 1 | 1 |  | 1 |  | 5 | 0.64 | 0.2 | Diameter Used For Flow Approximation & Depth Available | 4.8062 | 2
4541 | 4845 | 4827519 | 10114914 | 316580 | DSMAS | Massey Branch | Gravity | Pipe | Buried | OP | PVC-U | None | 2018-11-16 | 2.72 | 1.53 | 0.1s | WI | Transmission | T0001551 | 2 |  |  | 4 | 150 | [6 empty] | NA |  | 4.1 |  | WSL |  | Te Kawerau a Maki,Ngāti Whātua,Ngāti Whātua o Ōrākei,Ngāti Tamaoho,Ngāti Tamaterā,Te Ākitai Waiohua | 1 | 1 |  |  |  | no | 1 | 1 | 1 | CCTV NOT Available or Over 30 Years Old & Soil Type Available | 2.168 | 2 | 1 | 1 | 1 |  | 1 |  | 5 | 0.64 | 0.2 | Diameter Used For Flow Approximation & Depth Available | 4.099 | 2
4540 | 4844 | 4827518 | 10114912 | 316888 | DSMAS | Massey Branch | Gravity | Pipe | Buried | OP | PVC-U | None | 2018-11-16 | 1.87 | 1.53 | 0.1s | WI | Transmission | T0001551 | 2 |  |  | 4 | 150 | [6 empty] | NA |  | 4.03 |  | WSL |  | Te Kawerau a Maki,Ngāti Whātua,Ngāti Whātua o Ōrākei,Ngāti Tamaoho,Ngāti Tamaterā,Te Ākitai Waiohua | 1 | 1 |  |  |  | no | 1 | 1 | 1 | CCTV NOT Available or Over 30 Years Old & Soil Type Available | 2.168 | 2 | 1 | 1 | 1 |  | 1 |  | 5 | 0.64 | 0.2 | Diameter Used For Flow Approximation & Depth Available | 4.0257 | 2
914 | 964 | 16203 | 10004853 | 193714 | DSB4D | Branch 4A Diversion | Gravity | Pipe | Buried | OP | AC | None | 1967-06-30 | 0 | 0 | dwg | OM | Transmission | Legacy | 2 |  |  | 4 | 250 | [5 empty] | 74430 | NA |  | 2.65 |  | WSL |  | Te Kawerau a Maki,Ngāti Whātua,Ngāti Maru,Ngāti Whātua o Ōrākei,Ngāti Tamaoho,Te Patukirikiri,Ngāti Tamaterā,Ngāti Pāoa,Ngāi Tai ki Tāmaki,Ngāti Hako,Te Ākitai Waiohua | 3.82 | 4 |  |  |  | no | 1 | 1 | 5 | CCTV NOT Available or Over 30 Years Old & Soil Type Available | 2.168 | 2 | 1 | 1 | 1 |  | 1 | Place Of Historic Heritage - Auckland Domain/Pukekaroa/Pukekawa Hill Pa site R11_105, including pits, terraces, midden, house sites, structures, memorials, water supply site, ponds, roads, g | 5 | 0.64 | 0.2 | Diameter Used For Flow Approximation & Depth Available | 2.6498 | 15
1737 | 1894 | 17852 | 10001845 | 193181 | DPOSN | PS 58 Ormiston Road | Gravity | Pipe | Buried | OP | VC | None | 1998-06-30 | 9.95 | 9 | dwg | TE | Transmission | Legacy | 2 | 9.95 |  | 4 | 300 |  |  |  |  | CONS | 71940 | NA |  | 1.82 |  | WSL |  | Waikato,Ngāti Maru,Ngāti Tamaoho,Ngāti Whanaunga,Ngāti Tamaterā,Ngāti Pāoa,Ngāi Tai ki Tāmaki,Ngāti Hako,Te Ākitai Waiohua | 1.21 | 1 |  |  |  | no | 1 | 3 | 1 | CCTV NOT Available or Over 30 Years Old & Soil Type Available | 2.168 | 2 | 1 | 1 | 1 |  | 1 |  | 5 | 0.64 | 0.2 | Diameter Used For Flow Approximation & Depth Available | 1.8164 | 2
4460 | 4756 | 4523168 | 10106794 | 316152 | DSGLE | Glen Eden Branch | Gravity | Pipe | Buried | OP | CONC | None | 2017-12-24 | 30.31 | 30.15 | 0.1s | WI | Transmission | T0001202A | 2 |  |  | 4 | 180 | [5 empty] | 75098 | NA |  | 1.25 |  | WSL |  | Te Kawerau a Maki,Ngāti Whātua,Ngāti Whātua o Ōrākei,Ngāti Tamaoho,Ngāti Tamaterā,Te Ākitai Waiohua | 1.21 | 1 |  |  |  | no | 1 | 3 | 1 | CCTV NOT Available or Over 30 Years Old & Soil Type Available | 2.168 | 2 | 1 | 1 | 1 |  | 1 |  | 5 | 0.64 | 0.2 | Diameter Used For Flow Approximation & Depth Available | 1.2533 | 2
3155 | 3418 | 914946 | 10087826 | 195126 | DSGNH | Greenhithe Branch Sewer TS22 | Gravity | Pipe | Buried | OP | CONC | PVC | 2000-04-15 |  |  | dwg | NI | Transmission | Legacy | 2 |  |  | 4 | 525 | [5 empty] | 64763 | NA |  | 24.13 |  | WSL |  | Te Kawerau a Maki,Ngāti Whātua,Ngāti Maru,Ngāti Whātua o Kaipara,Ngāti Whātua o Ōrākei,Ngāti Tamaoho,Ngāti Manuhiri,Ngāti Whanaunga,Ngāti Tamaterā,Ngāti Pāoa,Ngāi Tai ki Tāmaki,Ngāti Hako,Te Ākitai Waiohua | 2 | 2 | 2 | 2016 | te puna wai | no | 1 | 1 | 1 | CCTV Available (0-10 Years Old) & Soil Type Available | 2.1663 | 2 | 2 | 2 | 1 |  | 1 |  | 1.5 | 0.58 | 0.073507 | Modelled Flow Data Used & Depth Available | 24.1297 | 5
4159 | 4441 | 927348 | 10089748 | 194074 | DSBLA | Black Rock Branch Sewer TS6A | Gravity | Pipe | Buried | OP | PE | None | 2002-07-22 |  |  | dwg | NI | Transmission | Legacy | 2 |  |  | 4 | 400 | [5 empty] | 64318 | NA |  | 23.39 |  | WSL |  | Te Kawerau a Maki,Ngāti Whātua,Ngāti Maru,Ngāti Whātua o Ōrākei,Ngāti Tamaoho,Ngāti Manuhiri,Te Patukirikiri,Ngāti Whanaunga,Ngāti Tamaterā,Ngāti Pāoa,Ngāi Tai ki Tāmaki,Ngāti Hako,Te Ākitai Waiohua | 1.34 | 1 | 1 | 2016 | te puna wai | no | 3 | 3 | 1 | CCTV Available (0-10 Years Old) & Soil Type Available | 2.161 | 2 | 2 | 2 | 1 |  | 1 |  | 1.5 | 0.58 | 0.065084 | Modelled Flow Data Used & Depth Available | 23.3935 | 2
3886 | 4163 | 917481 | 10089745 | 194375 | DSBLA | Black Rock Branch Sewer TS6A | Gravity | Pipe | Buried | OP | CONC | None | 1961-01-01 |  |  | dwg | NI | Transmission | Legacy | 2 |  |  | 4 | 440 | [5 empty] | 64315 | NA |  | 151.01 |  | WSL |  | Te Kawerau a Maki,Ngāti Whātua,Ngāti Maru,Ngāti Whātua o Ōrākei,Ngāti Tamaoho,Ngāti Manuhiri,Te Patukirikiri,Ngāti Whanaunga,Ngāti Tamaterā,Ngāti Pāoa,Ngāi Tai ki Tāmaki,Ngāti Hako,Te Ākitai Waiohua | 4 | 4 | 4 | 2016 | te puna wai | no | 3 | 3 | 3 | CCTV Available (0-10 Years Old) & Soil Type Available | 2.1591 | 2 | 2 | 2 | 1 |  | 1 |  | 1.5 | 0.58 | 0.062021 | Modelled Flow Data Used & Depth Available | 151.0117 | 15
4023 | 4301 | 925077 | 10089743 | 194222 | DSBLA | Black Rock Branch Sewer TS6A | Gravity | Pipe | Buried | OP | CONC | None | 1961-01-01 |  |  | dwg | NI | Transmission | Legacy | 2 |  |  | 4 | 440 | [5 empty] | 64313 | NA |  | 145.08 |  | WSL |  | Te Kawerau a Maki,Ngāti Whātua,Ngāti Maru,Ngāti Whātua o Ōrākei,Ngāti Tamaoho,Ngāti Manuhiri,Te Patukirikiri,Ngāti Whanaunga,Ngāti Tamaterā,Ngāti Pāoa,Ngāi Tai ki Tāmaki,Ngāti Hako,Te Ākitai Waiohua | 3 | 3 |  |  |  | no | 3 | 3 | 3 | CCTV NOT Available or Over 30 Years Old & Soil Type Available | 2.1571 | 2 | 2 | 2 | 1 |  | 1 |  | 1.5 | 0.58 | 0.058959 | Modelled Flow Data Used & Depth Available | 145.0787 | 9
3952 | 4230 | 927851 | 10089744 | 194073 | DSBLA | Black Rock Branch Sewer TS6A | Gravity | Pipe | Buried | OP | CONC | None | 1961-01-01 |  |  | dwg | NI | Transmission | Legacy | 2 |  |  | 4 | 440 | [5 empty] | 64314 | NA |  | 20.8 |  | WSL |  | Te Kawerau a Maki,Ngāti Whātua,Ngāti Maru,Ngāti Whātua o Ōrākei,Ngāti Tamaoho,Ngāti Manuhiri,Te Patukirikiri,Ngāti Whanaunga,Ngāti Tamaterā,Ngāti Pāoa,Ngāi Tai ki Tāmaki,Ngāti Hako,Te Ākitai Waiohua | 3 | 3 |  |  |  | no | 3 | 3 | 3 | CCTV NOT Available or Over 30 Years Old & Soil Type Available | 2.1571 | 2 | 2 | 2 | 1 |  | 1 |  | 1.5 | 0.58 | 0.058959 | Modelled Flow Data Used & Depth Available | 20.7954 | 9
3591 | 3864 | 931110 | 10088398 | 195567 | DSNRO | Northboro Branch Sewer TS2 | Gravity | Pipe | Buried | OP | CONC | None | 1967-01-01 |  |  | dwg | NI | Transmission | Legacy | 2 |  |  | 4 | 570 | [5 empty] | 65152 | NA |  | 99.57 |  | WSL |  | Te Kawerau a Maki,Ngāti Whātua,Ngāti Maru,Ngāti Whātua o Ōrākei,Ngāti Tamaoho,Te Patukirikiri,Ngāti Whanaunga,Ngāti Tamaterā,Ngāti Pāoa,Ngāi Tai ki Tāmaki,Ngāti Hako,Te Ākitai Waiohua | 1.71 | 2 |  |  |  | no | 1 | 1 | 2 | CCTV NOT Available or Over 30 Years Old & Soil Type Available | 2.1567 | 2 | 2 | 2 | 1 |  | 1 |  | 1.5 | 0.58 | 0.058193 | Modelled Flow Data Used & Depth Available | 99.5663 | 5
3670 | 3945 | 906255 | 10088397 | 196013 | DSNRO | Northboro Branch Sewer TS2 | Gravity | Pipe | Buried | OP | CONC | None | 1967-01-01 |  |  | dwg | NI | Transmission | Legacy | 2 |  |  | 4 | 570 | [5 empty] | 65151 | NA |  | 71.31 |  | WSL |  | Te Kawerau a Maki,Ngāti Whātua,Ngāti Maru,Ngāti Whātua o Ōrākei,Ngāti Tamaoho,Te Patukirikiri,Ngāti Whanaunga,Ngāti Tamaterā,Ngāti Pāoa,Ngāi Tai ki Tāmaki,Ngāti Hako,Te Ākitai Waiohua | 1.71 | 2 |  |  |  | no | 1 | 1 | 2 | CCTV NOT Available or Over 30 Years Old & Soil Type Available | 2.1567 | 2 | 2 | 2 | 1 |  | 1 |  | 1.5 | 0.58 | 0.058193 | Modelled Flow Data Used & Depth Available | 71.3115 | 5
4109 | 4391 | 931125 | 10088396 | 195411 | DSNRO | Northboro Branch Sewer TS2 | Gravity | Pipe | Buried | OP | CONC | None | 1967-01-01 |  |  | dwg | NI | Transmission | Legacy | 2 |  |  | 4 | 570 | [5 empty] | 65150 | NA |  | 49 |  | WSL |  | Te Kawerau a Maki,Ngāti Whātua,Ngāti Maru,Ngāti Whātua o Ōrākei,Ngāti Tamaoho,Te Patukirikiri,Ngāti Whanaunga,Ngāti Tamaterā,Ngāti Pāoa,Ngāi Tai ki Tāmaki,Ngāti Hako,Te Ākitai Waiohua | 1.71 | 2 |  |  |  | no | 1 | 1 | 2 | CCTV NOT Available or Over 30 Years Old & Soil Type Available | 2.1567 | 2 | 2 | 2 | 1 |  | 1 |  | 1.5 | 0.58 | 0.058193 | Modelled Flow Data Used & Depth Available | 48.9983 | 5
3911 | 4189 | 925514 | 10089742 | 193827 | DSBLA | Black Rock Branch Sewer TS6A | Gravity | Pipe | Buried | OP | CONC | None | 1961-01-01 |  |  | dwg | NI | Transmission | Legacy | 2 |  |  | 4 | 440 | [5 empty] | 64312 | NA |  | 148.47 |  | WSL |  | Te Kawerau a Maki,Ngāti Whātua,Ngāti Maru,Ngāti Whātua o Ōrākei,Ngāti Tamaoho,Ngāti Manuhiri,Te Patukirikiri,Ngāti Whanaunga,Ngāti Tamaterā,Ngāti Pāoa,Ngāi Tai ki Tāmaki,Ngāti Hako,Te Ākitai Waiohua | 3 | 3 |  |  |  | no | 3 | 3 | 3 | CCTV NOT Available or Over 30 Years Old & Soil Type Available | 2.1557 | 2 | 2 | 2 | 1 |  | 1 |  | 1.5 | 0.58 | 0.056662 | Modelled Flow Data Used & Depth Available | 148.4657 | 9
3595 | 3868 | 931106 | 10088399 | 196168 | DSNRO | Northboro Branch Sewer TS2 | Gravity | Pipe | Buried | OP | CONC | None | 1967-01-01 |  |  | dwg | NI | Transmission | Legacy | 2 |  |  | 4 | 570 | [5 empty] | 65153 | NA |  | 106.3 |  | WSL |  | Te Kawerau a Maki,Ngāti Whātua,Ngāti Maru,Ngāti Whātua o Ōrākei,Ngāti Tamaoho,Te Patukirikiri,Ngāti Whanaunga,Ngāti Tamaterā,Ngāti Pāoa,Ngāi Tai ki Tāmaki,Ngāti Hako,Te Ākitai Waiohua | 1.71 | 2 |  |  |  | no | 1 | 1 | 2 | CCTV NOT Available or Over 30 Years Old & Soil Type Available | 2.1557 | 2 | 2 | 2 | 1 |  | 1 |  | 1.5 | 0.58 | 0.056662 | Modelled Flow Data Used & Depth Available | 106.2965 | 5
3303 | 3569 | 927293 | 10089741 | 194374 | DSBLA | Black Rock Branch Sewer TS6A | Gravity | Pipe | Buried | OP | CONC | None | 1961-01-01 |  |  | dwg | NI | Transmission | Legacy | 2 |  |  | 4 | 440 | [5 empty] | 64311 | NA |  | 216.12 |  | WSL |  | Te Kawerau a Maki,Ngāti Whātua,Ngāti Maru,Ngāti Whātua o Ōrākei,Ngāti Tamaoho,Ngāti Manuhiri,Te Patukirikiri,Ngāti Whanaunga,Ngāti Tamaterā,Ngāti Pāoa,Ngāi Tai ki Tāmaki,Ngāti Hako,Te Ākitai Waiohua | 3 | 3 |  |  |  | no | 3 | 3 | 3 | CCTV NOT Available or Over 30 Years Old & Soil Type Available | 2.1547 | 2 | 2 | 2 | 1 |  | 1 |  | 1.5 | 0.58 | 0.05513 | Modelled Flow Data Used & Depth Available | 216.1232 | 9
3350 | 3618 | 925515 | 10089740 | 194072 | DSBLA | Black Rock Branch Sewer TS6A | Gravity | Pipe | Buried | OP | CONC | None | 1961-01-01 |  |  | dwg | NI | Transmission | Legacy | 2 |  |  | 4 | 500 | [5 empty] | 64310 | NA |  | 83.85 |  | WSL |  | Te Kawerau a Maki,Ngāti Whātua,Ngāti Maru,Ngāti Whātua o Ōrākei,Ngāti Tamaoho,Ngāti Manuhiri,Te Patukirikiri,Ngāti Whanaunga,Ngāti Tamaterā,Ngāti Pāoa,Ngāi Tai ki Tāmaki,Ngāti Hako,Te Ākitai Waiohua | 3 | 3 |  |  |  | no | 3 | 3 | 3 | CCTV NOT Available or Over 30 Years Old & Soil Type Available | 2.1542 | 2 | 2 | 2 | 1 |  | 1 |  | 1.5 | 0.58 | 0.054364 | Modelled Flow Data Used & Depth Available | 83.8495 | 9
2201 | 2411 | 16614 | 10008918 | 197521 | DSTIT | Titirangi Branch | Gravity | Pipe | Buried | OP | CONC | None | 1966-06-30 | 33.84 | 32.75 | dwg | WI | Transmission | Legacy | 2 |  |  | 4 | 450 | [5 empty] | 78067 | NA |  | 169.77 |  | WSL |  | Waikato,Te Kawerau a Maki,Ngāti Whātua,Ngāti Whātua o Ōrākei,Ngāti Tamaoho,Ngāti Tamaterā,Te Ākitai Waiohua | 2 | 2 | 2 | 2010 | te puna wai | no | 1 | 1 | 2 | CCTV Available (10-20 Years Old) & Soil Type Available | 2.1538 | 2 | 3 | 2 | 1 |  | 1 |  | 1 | 0.565 | 0.040143 | Modelled Flow Data Used & Depth Available | 169.7706 | 5
1184 | 1255 | 15213 | 10004594 | 193408 | DSB09 | Branch 9 Mt Roskill | Gravity | Pipe | Buried | OP | CONC | None | 1946-06-30 | 41.59 | 41.14 | dwg | WI | Transmission | Legacy | 2 |  |  | 4 | 525 | [5 empty] | 74299 | NA |  | 101.24 |  | WSL |  | Waikato,Te Kawerau a Maki,Ngāti Whātua,Ngāti Maru,Ngāti Whātua o Ōrākei,Ngāti Tamaoho,Ngāti Tamaterā,Ngāi Tai ki Tāmaki,Ngāti Hako,Te Ākitai Waiohua | 2.67 | 3 | 2 | 2016 | CCTV Footage Review Log South_Latest.xls | no | 5 | 1 | 3 | CCTV Available (0-10 Years Old) & Soil Type Available | 2.1535 | 2 | 3 | 2 | 1 |  | 1 | Significant Ecological Area - SEA_T_6017 | 1 | 0.565 | 0.039937 | Modelled Flow Data Used & Depth Available | 101.2353 | 9
3139 | 3401 | 920903 | 10090032 | 194297 | DSDEV | Devonport Branch Sewer TS1 | Gravity | Pipe | Buried | OP | CONC | None | 1967-01-01 |  |  | dwg | NI | Transmission | Legacy | 2 |  |  | 4 | 550 | [5 empty] | 64471 | NA |  | 8.75 |  | WSL |  | Te Kawerau a Maki,Ngāti Whātua,Ngāti Maru,Ngāti Whātua o Ōrākei,Ngāti Tamaoho,Te Patukirikiri,Ngāti Whanaunga,Ngāti Tamaterā,Ngāti Pāoa,Ngāi Tai ki Tāmaki,Ngāti Hako,Te Ākitai Waiohua | 3 | 3 | 3 | 2016 | te puna wai | no | 3 | 3 | 2 | CCTV Available (0-10 Years Old) & Soil Type Available | 2.1533 | 2 | 2 | 2 | 1 |  | 1 |  | 1.5 | 0.58 | 0.052833 | Modelled Flow Data Used & Depth Available | 8.7541 | 9
3962 | 4240 | 924605 | 10088407 | 196170 | DSNRO | Northboro Branch Sewer TS2 | Gravity | Pipe | Buried | OP | CONC | None | 1967-01-01 |  |  | dwg | NI | Transmission | Legacy | 2 |  |  | 4 | 570 | [5 empty] | 65161 | NA |  | 47.67 |  | WSL |  | Te Kawerau a Maki,Ngāti Whātua,Ngāti Maru,Ngāti Whātua o Ōrākei,Ngāti Tamaoho,Te Patukirikiri,Ngāti Whanaunga,Ngāti Tamaterā,Ngāti Pāoa,Ngāi Tai ki Tāmaki,Ngāti Hako,Te Ākitai Waiohua | 1.71 | 2 |  |  |  | no | 1 | 1 | 2 | CCTV NOT Available or Over 30 Years Old & Soil Type Available | 2.1533 | 2 | 2 | 2 | 1 |  | 1 |  | 1.5 | 0.58 | 0.052833 | Modelled Flow Data Used & Depth Available | 47.6689 | 5
3426 | 3699 | 933686 | 10090006 | 194294 | DSCWD | Chatswood Branch Sewer TS9 | Gravity | Pipe | Buried | OP | CONC | None | 1960-01-01 |  |  | dwg | NI | Transmission | Legacy | 2 |  |  | 4 | 490 | [5 empty] | 64453 | NA |  | 75.02 |  | WSL |  | Te Kawerau a Maki,Ngāti Whātua,Ngāti Maru,Ngāti Whātua o Ōrākei,Ngāti Tamaoho,Te Patukirikiri,Ngāti Tamaterā,Ngāti Pāoa,Ngāi Tai ki Tāmaki,Ngāti Hako,Te Ākitai Waiohua | 3.17 | 3 |  |  |  | no | 5 | 1 | 3 | CCTV NOT Available or Over 30 Years Old & Soil Type Available | 2.1523 | 2 | 2 | 2 | 1 |  | 1 | Significant Ecological Area - SEA_T_8169 | 1.5 | 0.58 | 0.051302 | Modelled Flow Data Used & Depth Available | 75.0236 | 9
3821 | 4097 | 920198 | 10090007 | 194569 | DSCWD | Chatswood Branch Sewer TS9 | Gravity | Pipe | Buried | OP | CONC | None | 1960-01-01 |  |  | dwg | NI | Transmission | Legacy | 2 |  |  | 4 | 490 | [5 empty] | 64454 | NA |  | 72.06 |  | WSL |  | Te Kawerau a Maki,Ngāti Whātua,Ngāti Maru,Ngāti Whātua o Ōrākei,Ngāti Tamaoho,Te Patukirikiri,Ngāti Tamaterā,Ngāti Pāoa,Ngāi Tai ki Tāmaki,Ngāti Hako,Te Ākitai Waiohua | 2.41 | 2 |  |  |  | no | 1 | 1 | 3 | CCTV NOT Available or Over 30 Years Old & Soil Type Available | 2.1518 | 2 | 2 | 2 | 1 |  | 1 | Significant Ecological Area - SEA_T_8169 | 1.5 | 0.58 | 0.050536 | Modelled Flow Data Used & Depth Available | 72.0629 | 5
4105 | 4387 | 931423 | 10090009 | 194421 | DSCWD | Chatswood Branch Sewer TS9 | Gravity | Pipe | Buried | OP | CONC | None | 1960-01-01 |  |  | dwg | NI | Transmission | Legacy | 2 |  |  | 4 | 490 | [5 empty] | 64457 | NA |  | 93.34 |  | WSL |  | Te Kawerau a Maki,Ngāti Whātua,Ngāti Maru,Ngāti Whātua o Ōrākei,Ngāti Tamaoho,Te Patukirikiri,Ngāti Tamaterā,Ngāti Pāoa,Ngāi Tai ki Tāmaki,Ngāti Hako,Te Ākitai Waiohua | 3.17 | 3 |  |  |  | no | 5 | 1 | 3 | CCTV NOT Available or Over 30 Years Old & Soil Type Available | 2.1514 | 2 | 2 | 2 | 1 |  | 1 | Significant Ecological Area - SEA_T_8169 | 1.5 | 0.58 | 0.04977 | Modelled Flow Data Used & Depth Available | 93.3386 | 9
3198 | 3462 | 915069 | 10090049 | 194428 | DSDEV | Devonport Branch Sewer TS1 | Gravity | Pipe | Buried | OP | CONC | None | 1968-01-01 |  |  | dwg | NI | Transmission | Legacy | 2 |  |  | 4 | 550 | [5 empty] | 64489 | NA |  | 42.6 |  | WSL |  | Te Kawerau a Maki,Ngāti Whātua,Ngāti Maru,Ngāti Whātua o Ōrākei,Ngāti Tamaoho,Te Patukirikiri,Ngāti Whanaunga,Ngāti Tamaterā,Ngāti Pāoa,Ngāi Tai ki Tāmaki,Ngāti Hako,Te Ākitai Waiohua | 2.17 | 2 | 2 | 2016 | te puna wai | yes | 3 | 3 | 2 | CCTV Available (0-10 Years Old) & Soil Type Available | 2.1514 | 2 | 2 | 2 | 1 |  | 1 |  | 1.5 | 0.58 | 0.04977 | Modelled Flow Data Used & Depth Available | 42.5961 | 5
3090 | 3351 | 915068 | 10090048 | 194301 | DSDEV | Devonport Branch Sewer TS1 | Gravity | Pipe | Buried | OP | CONC | None | 1968-01-01 |  |  | dwg | NI | Transmission | Legacy | 2 |  |  | 4 | 550 | [5 empty] | 64488 | NA |  | 136.73 |  | WSL |  | Te Kawerau a Maki,Ngāti Whātua,Ngāti Maru,Ngāti Whātua o Ōrākei,Ngāti Tamaoho,Te Patukirikiri,Ngāti Whanaunga,Ngāti Tamaterā,Ngāti Pāoa,Ngāi Tai ki Tāmaki,Ngāti Hako,Te Ākitai Waiohua | 3 | 3 | 3 | 2016 | te puna wai | yes | 3 | 3 | 2 | CCTV Available (0-10 Years Old) & Soil Type Available | 2.1509 | 2 | 2 | 2 | 1 |  | 1 |  | 1.5 | 0.58 | 0.049005 | Modelled Flow Data Used & Depth Available | 136.7306 | 9
3259 | 3523 | 919013 | 10090035 | 194573 | DSDEV | Devonport Branch Sewer TS1 | Gravity | Pipe | Buried | OP | CONC | None | 1968-01-01 |  |  | dwg | NI | Transmission | Legacy | 2 |  |  | 4 | 550 | [5 empty] | 64474 | NA |  | 122.7 |  | WSL |  | Te Kawerau a Maki,Ngāti Whātua,Ngāti Maru,Ngāti Whātua o Ōrākei,Ngāti Tamaoho,Te Patukirikiri,Ngāti Whanaunga,Ngāti Tamaterā,Ngāti Pāoa,Ngāi Tai ki Tāmaki,Ngāti Hako,Te Ākitai Waiohua | 3 | 3 | 3 | 2016 | te puna wai | yes | 3 | 3 | 2 | CCTV Available (0-10 Years Old) & Soil Type Available | 2.1499 | 2 | 2 | 2 | 1 |  | 1 | Place Of Historic Heritage - Memorial Drive | 1.5 | 0.58 | 0.047473 | Modelled Flow Data Used & Depth Available | 122.6954 | 9
3833 | 4110 | 917330 | 10090036 | 194298 | DSDEV | Devonport Branch Sewer TS1 | Gravity | Pipe | Buried | OP | CONC | None | 1968-01-01 |  |  | dwg | NI | Transmission | Legacy | 2 |  |  | 4 | 550 | [5 empty] | 64476 | NA |  | 122.13 |  | WSL |  | Te Kawerau a Maki,Ngāti Whātua,Ngāti Maru,Ngāti Whātua o Ōrākei,Ngāti Tamaoho,Te Patukirikiri,Ngāti Whanaunga,Ngāti Tamaterā,Ngāti Pāoa,Ngāi Tai ki Tāmaki,Ngāti Hako,Te Ākitai Waiohua | 3 | 3 | 3 | 2016 | te puna wai | yes | 3 | 3 | 2 | CCTV Available (0-10 Years Old) & Soil Type Available | 2.1499 | 2 | 2 | 2 | 1 |  | 1 | Place Of Historic Heritage - Memorial Drive | 1.5 | 0.58 | 0.047473 | Modelled Flow Data Used & Depth Available | 122.1339 | 9
3167 | 3431 | 919553 | 10090040 | 194299 | DSDEV | Devonport Branch Sewer TS1 | Gravity | Pipe | Buried | OP | CONC | None | 1968-01-01 |  |  | dwg | NI | Transmission | Legacy | 2 |  |  | 4 | 550 | [5 empty] | 64480 | NA |  | 124.43 |  | WSL |  | Te Kawerau a Maki,Ngāti Whātua,Ngāti Maru,Ngāti Whātua o Ōrākei,Ngāti Tamaoho,Te Patukirikiri,Ngāti Whanaunga,Ngāti Tamaterā,Ngāti Pāoa,Ngāi Tai ki Tāmaki,Ngāti Hako,Te Ākitai Waiohua | 3 | 3 | 3 | 2016 | te puna wai | yes | 1 | 1 | 2 | CCTV Available (0-10 Years Old) & Soil Type Available | 2.1499 | 2 | 2 | 2 | 1 |  | 1 |  | 1.5 | 0.58 | 0.047473 | Modelled Flow Data Used & Depth Available | 124.4321 | 9
3855 | 4132 | 920892 | 10090037 | 194425 | DSDEV | Devonport Branch Sewer TS1 | Gravity | Pipe | Buried | OP | CONC | None | 1968-01-01 |  |  | dwg | NI | Transmission | Legacy | 2 |  |  | 4 | 550 | [5 empty] | 64477 | NA |  | 119.63 |  | WSL |  | Te Kawerau a Maki,Ngāti Whātua,Ngāti Maru,Ngāti Whātua o Ōrākei,Ngāti Tamaoho,Te Patukirikiri,Ngāti Whanaunga,Ngāti Tamaterā,Ngāti Pāoa,Ngāi Tai ki Tāmaki,Ngāti Hako,Te Ākitai Waiohua | 3 | 3 | 3 | 2016 | te puna wai | yes | 1 | 1 | 2 | CCTV Available (0-10 Years Old) & Soil Type Available | 2.1499 | 2 | 2 | 2 | 1 |  | 1 | Place Of Historic Heritage - Memorial Drive | 1.5 | 0.58 | 0.047473 | Modelled Flow Data Used & Depth Available | 119.6343 | 9
3179 | 3443 | 919552 | 10090039 | 194574 | DSDEV | Devonport Branch Sewer TS1 | Gravity | Pipe | Buried | OP | CONC | None | 1968-01-01 |  |  | dwg | NI | Transmission | Legacy | 2 |  |  | 4 | 550 | [5 empty] | 64479 | NA |  | 103.02 |  | WSL |  | Te Kawerau a Maki,Ngāti Whātua,Ngāti Maru,Ngāti Whātua o Ōrākei,Ngāti Tamaoho,Te Patukirikiri,Ngāti Whanaunga,Ngāti Tamaterā,Ngāti Pāoa,Ngāi Tai ki Tāmaki,Ngāti Hako,Te Ākitai Waiohua | 3 | 3 | 3 | 2016 | te puna wai | yes | 1 | 1 | 2 | CCTV Available (0-10 Years Old) & Soil Type Available | 2.1499 | 2 | 2 | 2 | 1 |  | 1 |  | 1.5 | 0.58 | 0.047473 | Modelled Flow Data Used & Depth Available | 103.0214 | 9
3825 | 4101 | 920799 | 10090038 | 194091 | DSDEV | Devonport Branch Sewer TS1 | Gravity | Pipe | Buried | OP | CONC | None | 1968-01-01 |  |  | dwg | NI | Transmission | Legacy | 2 |  |  | 4 | 550 | [5 empty] | 64478 | NA |  | 80.21 |  | WSL |  | Te Kawerau a Maki,Ngāti Whātua,Ngāti Maru,Ngāti Whātua o Ōrākei,Ngāti Tamaoho,Te Patukirikiri,Ngāti Whanaunga,Ngāti Tamaterā,Ngāti Pāoa,Ngāi Tai ki Tāmaki,Ngāti Hako,Te Ākitai Waiohua | 3 | 3 | 3 | 2016 | te puna wai | yes | 1 | 1 | 2 | CCTV Available (0-10 Years Old) & Soil Type Available | 2.1499 | 2 | 2 | 2 | 1 |  | 1 | Place Of Historic Heritage - Memorial Drive | 1.5 | 0.58 | 0.047473 | Modelled Flow Data Used & Depth Available | 80.2065 | 9
3900 | 4177 | 920844 | 10090047 | 194576 | DSDEV | Devonport Branch Sewer TS1 | Gravity | Pipe | Buried | OP | CONC | None | 1968-01-01 |  |  | dwg | NI | Transmission | Legacy | 2 |  |  | 4 | 550 | [5 empty] | 64487 | NA |  | 122.31 |  | WSL |  | Te Kawerau a Maki,Ngāti Whātua,Ngāti Maru,Ngāti Whātua o Ōrākei,Ngāti Tamaoho,Te Patukirikiri,Ngāti Whanaunga,Ngāti Tamaterā,Ngāti Pāoa,Ngāi Tai ki Tāmaki,Ngāti Hako,Te Ākitai Waiohua | 3 | 3 | 3 | 2016 | te puna wai | yes | 3 | 3 | 2 | CCTV Available (0-10 Years Old) & Soil Type Available | 2.1494 | 2 | 2 | 2 | 1 |  | 1 |  | 1.5 | 0.58 | 0.046708 | Modelled Flow Data Used & Depth Available | 122.3054 | 9
3281 | 3547 | 919554 | 10090041 | 194426 | DSDEV | Devonport Branch Sewer TS1 | Gravity | Pipe | Buried | OP | CONC | None | 1968-01-01 |  |  | dwg | NI | Transmission | Legacy | 2 |  |  | 4 | 550 | [5 empty] | 64481 | NA |  | 114.85 |  | WSL |  | Te Kawerau a Maki,Ngāti Whātua,Ngāti Maru,Ngāti Whātua o Ōrākei,Ngāti Tamaoho,Te Patukirikiri,Ngāti Whanaunga,Ngāti Tamaterā,Ngāti Pāoa,Ngāi Tai ki Tāmaki,Ngāti Hako,Te Ākitai Waiohua | 3 | 3 | 3 | 2016 | te puna wai | yes | 1 | 1 | 2 | CCTV Available (0-10 Years Old) & Soil Type Available | 2.1494 | 2 | 2 | 2 | 1 |  | 1 |  | 1.5 | 0.58 | 0.046708 | Modelled Flow Data Used & Depth Available | 114.8474 | 9
3943 | 4221 | 924654 | 10090042 | 194092 | DSDEV | Devonport Branch Sewer TS1 | Gravity | Pipe | Buried | OP | CONC | None | 1968-01-01 |  |  | dwg | NI | Transmission | Legacy | 2 |  |  | 4 | 550 | [5 empty] | 64482 | NA |  | 53.29 |  | WSL |  | Te Kawerau a Maki,Ngāti Whātua,Ngāti Maru,Ngāti Whātua o Ōrākei,Ngāti Tamaoho,Te Patukirikiri,Ngāti Whanaunga,Ngāti Tamaterā,Ngāti Pāoa,Ngāi Tai ki Tāmaki,Ngāti Hako,Te Ākitai Waiohua | 3 | 3 | 3 | 2016 | te puna wai | yes | 5 | 1 | 2 | CCTV Available (0-10 Years Old) & Soil Type Available | 2.1489 | 2 | 2 | 2 | 1 |  | 1 |  | 1.5 | 0.58 | 0.045942 | Modelled Flow Data Used & Depth Available | 53.2889 | 9
3187 | 3451 | 920068 | 10089541 | 193959 | DSBHV | Beach Haven Branch Sewer TS10 | Gravity | Pipe | Buried | OP | PE | None | 2000-12-14 |  |  | dwg | NI | Transmission | Legacy | 2 |  |  | 4 | 457 | [5 empty] | 64194 | NA |  | 35.38 |  | WSL |  | Te Kawerau a Maki,Ngāti Whātua,Ngāti Maru,Ngāti Whātua o Ōrākei,Ngāti Tamaoho,Ngāti Manuhiri,Ngāti Whanaunga,Ngāti Tamaterā,Ngāti Pāoa,Ngāi Tai ki Tāmaki,Ngāti Hako,Te Ākitai Waiohua | 1.76 | 2 |  |  |  | no | 5 | 1 | 1 | CCTV NOT Available or Over 30 Years Old & Soil Type Available | 2.147 | 2 | 2 | 2 | 1 |  | 1 |  | 1.5 | 0.58 | 0.042879 | Modelled Flow Data Used & Depth Available | 35.3791 | 5
4108 | 4390 | 930645 | 10088290 | 195550 | DSNCP | Northcote Point Branch Sewer TS8A | Gravity | Pipe | Buried | OP | CONC | None | 1965-01-01 |  |  | dwg | NI | Transmission | Legacy | 2 |  |  | 4 | 440 | [5 empty] | 65076 | NA |  | 9.98 |  | WSL |  | Te Kawerau a Maki,Ngāti Whātua,Ngāti Maru,Ngāti Whātua o Ōrākei,Ngāti Tamaoho,Te Patukirikiri,Ngāti Whanaunga,Ngāti Tamaterā,Ngāti Pāoa,Ngāi Tai ki Tāmaki,Ngāti Hako,Te Ākitai Waiohua | 1.71 | 2 |  |  |  | no | 1 | 1 | 2 | CCTV NOT Available or Over 30 Years Old & Soil Type Available | 2.1465 | 2 | 2 | 2 | 1 |  | 1 |  | 1.5 | 0.58 | 0.042113 | Modelled Flow Data Used & Depth Available | 9.9824 | 5
3293 | 3559 | 927853 | 10089747 | 194223 | DSBLA | Black Rock Branch Sewer TS6A | Gravity | Pipe | Buried | OP | CONC | PVC | 1961-01-01 | 16.75 | 14.77 | dwg | NI | Transmission | Legacy | 2 |  |  | 4 | 440 | [5 empty] | 64317 | NA |  | 110.87 |  | WSL |  | Te Kawerau a Maki,Ngāti Whātua,Ngāti Maru,Ngāti Whātua o Ōrākei,Ngāti Tamaoho,Ngāti Manuhiri,Te Patukirikiri,Ngāti Whanaunga,Ngāti Tamaterā,Ngāti Pāoa,Ngāi Tai ki Tāmaki,Ngāti Hako,Te Ākitai Waiohua | 2 | 2 | 2 | 2016 | te puna wai | no | 3 | 3 | 1 | CCTV Available (0-10 Years Old) & Soil Type Available | 2.14 | 2 | 2 | 2 | 1 |  | 1 |  | 1 | 0.565 | 0.065084 | Modelled Flow Data Used & Depth Available | 110.8737 | 5
3297 | 3563 | 927854 | 10089746 | 193828 | DSBLA | Black Rock Branch Sewer TS6A | Gravity | Pipe | Buried | OP | CONC | PVC | 1961-01-01 | 14.77 | 13.94 | dwg | NI | Transmission | Legacy | 2 |  |  | 4 | 440 | [5 empty] | 64316 | NA |  | 174.05 |  | WSL |  | Te Kawerau a Maki,Ngāti Whātua,Ngāti Maru,Ngāti Whātua o Ōrākei,Ngāti Tamaoho,Ngāti Manuhiri,Te Patukirikiri,Ngāti Whanaunga,Ngāti Tamaterā,Ngāti Pāoa,Ngāi Tai ki Tāmaki,Ngāti Hako,Te Ākitai Waiohua | 2 | 2 | 2 | 2016 | te puna wai | no | 3 | 3 | 1 | CCTV Available (0-10 Years Old) & Soil Type Available | 2.139 | 2 | 2 | 2 | 1 |  | 1 |  | 1 | 0.565 | 0.063553 | Modelled Flow Data Used & Depth Available | 174.0503 | 5
3532 | 3805 | 942601 | 10088157 | 195082 | DSLGB | Long Bay Branch Sewer TS31 | Gravity | Pipe | Buried | OP | PE | None | 2011-04-21 | 20.58 | 8.87 | dwg | NI | Transmission | R0002755 | 2 |  |  | 4 | 440 | [5 empty] | 64988 | NA |  | 218.51 |  | WSL |  | Te Kawerau a Maki,Ngāti Whātua,Ngāti Maru,Ngāti Whātua o Ōrākei,Ngāti Tamaoho,Ngāti Manuhiri,Te Patukirikiri,Ngāti Whanaunga,Ngāti Tamaterā,Ngāti Pāoa,Ngāi Tai ki Tāmaki,Ngāti Hako,Te Ākitai Waiohua | 1.59 | 2 |  |  |  | no | 3 | 3 | 1 | CCTV NOT Available or Over 30 Years Old & Soil Type Not Available | 2.132 | 2 | 2 | 2 | 1 |  | 1 |  | 1 | 0.565 | 0.052833 | Modelled Flow Data Used & Depth Available | 218.5127 | 5
3584 | 3857 | 942602 | 10088156 | 195611 | DSLGB | Long Bay Branch Sewer TS31 | Gravity | Pipe | Buried | OP | PE | None | 2011-04-21 | 8.87 | 4.8 | dwg | NI | Transmission | R0002755 | 2 |  |  | 4 | 440 | [5 empty] | 64987 | NA |  | 127.01 |  | WSL |  | Te Kawerau a Maki,Ngāti Whātua,Ngāti Maru,Ngāti Whātua o Ōrākei,Ngāti Tamaoho,Ngāti Manuhiri,Te Patukirikiri,Ngāti Whanaunga,Ngāti Tamaterā,Ngāti Pāoa,Ngāi Tai ki Tāmaki,Ngāti Hako,Te Ākitai Waiohua | 1.59 | 2 |  |  |  | no | 3 | 3 | 1 | CCTV NOT Available or Over 30 Years Old & Soil Type Not Available | 2.132 | 2 | 2 | 2 | 1 |  | 1 |  | 1 | 0.565 | 0.052833 | Modelled Flow Data Used & Depth Available | 127.0136 | 5
732 | 767 | 28597 | 10007527 | 196388 | DSPAS | Papakura South Branch | Gravity | Pipe | Buried | OP | PE | None | 2007-05-21 | 23.91 | 12.11 | 0.1s | SI | Transmission | DC07046 | 2 |  |  | 4 | 440 | ASBUILT | ASBUILT | ASBUILT | ASBUILT | CONS | 76657 | NA |  | 160.45 | ASBUILT | WSL |  | Waikato,Ngāti Maru,Ngāti Tamaoho,Ngāti Whanaunga,Ngāti Tamaterā,Ngāti Pāoa,Ngāi Tai ki Tāmaki,Ngāti Hako,Te Ākitai Waiohua | 1.12 | 1 | 1 | 2018 | te puna wai | no | 1 | 3 | 1 | CCTV Available (0-10 Years Old) & Soil Type Available | 2.1225 | 2 | 2 | 2 | 1 |  | 1 |  | 1 | 0.565 | 0.03828 | Modelled Flow Data Used & Depth Available | 160.4527 | 2
2202 | 2412 | 16613 | 10008917 | 197716 | DSTIT | Titirangi Branch | Gravity | Pipe | Buried | OP | CONC | None | 1966-06-30 | 32.75 | 31.72 | dwg | WI | Transmission | Legacy | 2 |  |  | 4 | 450 | [5 empty] | 78066 | NA |  | 169.58 |  | WSL |  | Waikato,Te Kawerau a Maki,Ngāti Whātua,Ngāti Whātua o Ōrākei,Ngāti Tamaoho,Ngāti Tamaterā,Te Ākitai Waiohua | 3 | 3 | 3 | 2001 | te puna wai | no | 1 | 1 | 2 | CCTV Available (20-30 Years Old) & Soil Type Available | 2.1222 | 2 | 2 | 2 | 1 |  | 1 |  | 1 | 0.565 | 0.037797 | Modelled Flow Data Used & Depth Available | 169.575 | 9
3013 | 3274 | 904583 | 10088556 | 196486 | DSOTV | Oteha Valley Branch Sewer TS27 | Gravity | Pipe | Buried | OP | CONC | None | 1989-01-01 |  |  | dwg | NI | Transmission | Legacy | 2 |  |  | 4 | 440 | [5 empty] | 65245 | NA |  | 90.39 |  | WSL |  | Te Kawerau a Maki,Ngāti Whātua,Ngāti Maru,Ngāti Whātua o Kaipara,Ngāti Whātua o Ōrākei,Ngāti Tamaoho,Ngāti Manuhiri,Ngāti Whanaunga,Ngāti Tamaterā,Ngāti Pāoa,Ngāi Tai ki Tāmaki,Ngāti Hako,Te Ākitai Waiohua | 2 | 2 | 2 | 2018 | te puna wai | no | 5 | 3 | 1 | CCTV Available (0-10 Years Old) & Soil Type Available | 2.12 | 2 | 1 | 2 | 1 |  | 1 |  | 1.5 | 0.58 | 0 | Modelled Flow Data Used & Depth Available | 90.3888 | 5
3924 | 4202 | 924538 | 10088545 | 195986 | DSOTV | Oteha Valley Branch Sewer TS27 | Gravity | Pipe | Buried | OP | CONC | None | 1989-01-01 |  |  | dwg | NI | Transmission | Legacy | 2 |  |  | 4 | 440 | [5 empty] | 65234 | NA |  | 22.94 |  | WSL |  | Te Kawerau a Maki,Ngāti Whātua,Ngāti Maru,Ngāti Whātua o Kaipara,Ngāti Whātua o Ōrākei,Ngāti Tamaoho,Ngāti Manuhiri,Ngāti Whanaunga,Ngāti Tamaterā,Ngāti Pāoa,Ngāi Tai ki Tāmaki,Ngāti Hako,Te Ākitai Waiohua | 2 | 2 | 2 | 2018 | te puna wai | no | 5 | 3 | 1 | CCTV Available (0-10 Years Old) & Soil Type Available | 2.12 | 2 | 1 | 2 | 1 |  | 1 |  | 1.5 | 0.58 | 0 | Modelled Flow Data Used & Depth Available | 22.9439 | 5
3184 | 3448 | 918680 | 10088551 | 196142 | DSOTV | Oteha Valley Branch Sewer TS27 | Gravity | Pipe | Buried | OP | CONC | None | 1989-01-01 |  |  | dwg | NI | Transmission | Legacy | 2 |  |  | 4 | 440 | [5 empty] | 65240 | NA |  | 85.35 |  | WSL |  | Te Kawerau a Maki,Ngāti Whātua,Ngāti Maru,Ngāti Whātua o Kaipara,Ngāti Whātua o Ōrākei,Ngāti Tamaoho,Ngāti Manuhiri,Ngāti Whanaunga,Ngāti Tamaterā,Ngāti Pāoa,Ngāi Tai ki Tāmaki,Ngāti Hako,Te Ākitai Waiohua | 2 | 2 | 2 | 2018 | te puna wai | no | 1 | 3 | 1 | CCTV Available (0-10 Years Old) & Soil Type Available | 2.12 | 2 | 1 | 2 | 1 |  | 1 |  | 1.5 | 0.58 | 0 | Modelled Flow Data Used & Depth Available | 85.3463 | 5
3172 | 3436 | 918681 | 10088552 | 196485 | DSOTV | Oteha Valley Branch Sewer TS27 | Gravity | Pipe | Buried | OP | CONC | None | 1989-01-01 |  |  | dwg | NI | Transmission | Legacy | 2 |  |  | 4 | 440 | [5 empty] | 65241 | NA |  | 83.38 |  | WSL |  | Te Kawerau a Maki,Ngāti Whātua,Ngāti Maru,Ngāti Whātua o Kaipara,Ngāti Whātua o Ōrākei,Ngāti Tamaoho,Ngāti Manuhiri,Ngāti Whanaunga,Ngāti Tamaterā,Ngāti Pāoa,Ngāi Tai ki Tāmaki,Ngāti Hako,Te Ākitai Waiohua | 2 | 2 | 2 | 2018 | te puna wai | no | 1 | 3 | 1 | CCTV Available (0-10 Years Old) & Soil Type Available | 2.12 | 2 | 1 | 2 | 1 |  | 1 |  | 1.5 | 0.58 | 0 | Modelled Flow Data Used & Depth Available | 83.3846 | 5
3276 | 3541 | 918686 | 10088544 | 196483 | DSOTV | Oteha Valley Branch Sewer TS27 | Gravity | Pipe | Buried | OP | CONC | None | 1989-01-01 |  |  | dwg | NI | Transmission | Legacy | 2 |  |  | 4 | 440 | [5 empty] | 65233 | NA |  | 69.86 |  | WSL |  | Te Kawerau a Maki,Ngāti Whātua,Ngāti Maru,Ngāti Whātua o Kaipara,Ngāti Whātua o Ōrākei,Ngāti Tamaoho,Ngāti Manuhiri,Ngāti Whanaunga,Ngāti Tamaterā,Ngāti Pāoa,Ngāi Tai ki Tāmaki,Ngāti Hako,Te Ākitai Waiohua | 2 | 2 | 2 | 2018 | te puna wai | no | 1 | 3 | 1 | CCTV Available (0-10 Years Old) & Soil Type Available | 2.1197 | 2 | 1 | 2 | 1 |  | 1 |  | 1.5 | 0.58 | 0.0022971 | Modelled Flow Data Used & Depth Available | 69.8649 | 5
3928 | 4206 | 924230 | 10088541 | 195985 | DSOTV | Oteha Valley Branch Sewer TS27 | Gravity | Pipe | Buried | OP | CONC | None | 1989-01-01 |  |  | dwg | NI | Transmission | Legacy | 2 |  |  | 4 | 440 | [5 empty] | 65230 | NA |  | 61.66 |  | WSL |  | Te Kawerau a Maki,Ngāti Whātua,Ngāti Maru,Ngāti Whātua o Kaipara,Ngāti Whātua o Ōrākei,Ngāti Tamaoho,Ngāti Manuhiri,Ngāti Whanaunga,Ngāti Tamaterā,Ngāti Pāoa,Ngāi Tai ki Tāmaki,Ngāti Hako,Te Ākitai Waiohua | 2 | 2 | 2 | 2018 | te puna wai | no | 1 | 3 | 1 | CCTV Available (0-10 Years Old) & Soil Type Available | 2.1197 | 2 | 1 | 2 | 1 |  | 1 |  | 1.5 | 0.58 | 0.0022971 | Modelled Flow Data Used & Depth Available | 61.6572 | 5
3957 | 4235 | 927005 | 10088543 | 196140 | DSOTV | Oteha Valley Branch Sewer TS27 | Gravity | Pipe | Buried | OP | CONC | None | 1989-01-01 |  |  | dwg | NI | Transmission | Legacy | 2 |  |  | 4 | 440 | [5 empty] | 65232 | NA |  | 18.27 |  | WSL |  | Te Kawerau a Maki,Ngāti Whātua,Ngāti Maru,Ngāti Whātua o Kaipara,Ngāti Whātua o Ōrākei,Ngāti Tamaoho,Ngāti Manuhiri,Ngāti Whanaunga,Ngāti Tamaterā,Ngāti Pāoa,Ngāi Tai ki Tāmaki,Ngāti Hako,Te Ākitai Waiohua | 2 | 2 | 2 | 2018 | te puna wai | no | 1 | 3 | 1 | CCTV Available (0-10 Years Old) & Soil Type Available | 2.1197 | 2 | 1 | 2 | 1 |  | 1 |  | 1.5 | 0.58 | 0.0022971 | Modelled Flow Data Used & Depth Available | 18.2663 | 5
3253 | 3517 | 924235 | 10088540 | 196482 | DSOTV | Oteha Valley Branch Sewer TS27 | Gravity | Pipe | Buried | OP | CONC | None | 1989-01-01 |  |  | dwg | NI | Transmission | Legacy | 2 |  |  | 4 | 440 | [5 empty] | 65229 | NA |  | 32.95 |  | WSL |  | Te Kawerau a Maki,Ngāti Whātua,Ngāti Maru,Ngāti Whātua o Kaipara,Ngāti Whātua o Ōrākei,Ngāti Tamaoho,Ngāti Manuhiri,Ngāti Whanaunga,Ngāti Tamaterā,Ngāti Pāoa,Ngāi Tai ki Tāmaki,Ngāti Hako,Te Ākitai Waiohua | 2 | 2 | 2 | 2018 | te puna wai | no | 1 | 3 | 1 | CCTV Available (0-10 Years Old) & Soil Type Available | 2.1195 | 2 | 1 | 2 | 1 |  | 1 |  | 1.5 | 0.58 | 0.0038285 | Modelled Flow Data Used & Depth Available | 32.9527 | 5
3903 | 4180 | 917665 | 10088214 | 195899 | DSMFB | Milford Beach Branch Sewer TS6C | Gravity | Pipe | Buried | OP | CONC | None | 1962-01-01 |  |  | dwg | NI | Transmission | Legacy | 2 |  |  | 4 | 525 |  |  |  |  | CONS | 65048 | NA |  | 20.14 |  | WSL |  | Te Kawerau a Maki,Ngāti Whātua,Ngāti Maru,Ngāti Whātua o Ōrākei,Ngāti Tamaoho,Ngāti Manuhiri,Te Patukirikiri,Ngāti Whanaunga,Ngāti Tamaterā,Ngāti Pāoa,Ngāi Tai ki Tāmaki,Ngāti Hako,Te Ākitai Waiohua | 3.22 | 3 | 3 | 2015 | te puna wai | no | 5 | 3 | 3 | CCTV Available (0-10 Years Old) & Soil Type Available | 2.1194 | 2 | 1 | 2 | 1 |  | 1 |  | 1.5 | 0.58 | 0.0045942 | Modelled Flow Data Used & Depth Available | 20.1423 | 9
3813 | 4089 | 917664 | 10088213 | 195356 | DSMFB | Milford Beach Branch Sewer TS6C | Gravity | Pipe | Buried | OP | CONC | None | 1962-01-01 |  |  | dwg | NI | Transmission | Legacy | 2 |  |  | 4 | 525 | [5 empty] | 65047 | NA |  | 32.66 |  | WSL |  | Te Kawerau a Maki,Ngāti Whātua,Ngāti Maru,Ngāti Whātua o Ōrākei,Ngāti Tamaoho,Ngāti Manuhiri,Te Patukirikiri,Ngāti Whanaunga,Ngāti Tamaterā,Ngāti Pāoa,Ngāi Tai ki Tāmaki,Ngāti Hako,Te Ākitai Waiohua | 3 | 3 | 3 | 2015 | te puna wai | no | 3 | 3 | 3 | CCTV Available (0-10 Years Old) & Soil Type Available | 2.1194 | 2 | 1 | 2 | 1 |  | 1 |  | 1.5 | 0.58 | 0.0045942 | Modelled Flow Data Used & Depth Available | 34.5473 | 9
4112 | 4394 | 928960 | 10089781 | 194378 | DSBMT | Belmont Branch Sewer TS2B | Gravity | Pipe | Buried | OP | CONC | None | 1972-01-01 |  |  | dwg | NI | Transmission | Legacy | 2 |  |  | 4 | 550 | [5 empty] | 64326 | NA |  | 71.67 |  | WSL |  | Te Kawerau a Maki,Ngāti Whātua,Ngāti Maru,Ngāti Whātua o Ōrākei,Ngāti Tamaoho,Te Patukirikiri,Ngāti Whanaunga,Ngāti Tamaterā,Ngāti Pāoa,Ngāi Tai ki Tāmaki,Ngāti Hako,Te Ākitai Waiohua | 3 | 3 | 3 | 2016 | te puna wai | no | 1 | 1 | 2 | CCTV Available (0-10 Years Old) & Soil Type Available | 2.1194 | 2 | 1 | 2 | 1 |  | 1 |  | 1.5 | 0.58 | 0.0045942 | Modelled Flow Data Used & Depth Available | 71.6713 | 9
3863 | 4140 | 918196 | 10089782 | 194082 | DSBMT | Belmont Branch Sewer TS2B | Gravity | Pipe | Buried | OP | CONC | None | 1972-01-01 |  |  | dwg | NI | Transmission | Legacy | 2 |  |  | 4 | 550 | [5 empty] | 64327 | NA |  | 70.61 |  | WSL |  | Te Kawerau a Maki,Ngāti Whātua,Ngāti Maru,Ngāti Whātua o Ōrākei,Ngāti Tamaoho,Te Patukirikiri,Ngāti Whanaunga,Ngāti Tamaterā,Ngāti Pāoa,Ngāi Tai ki Tāmaki,Ngāti Hako,Te Ākitai Waiohua | 3 | 3 | 3 | 2016 | te puna wai | no | 1 | 1 | 2 | CCTV Available (0-10 Years Old) & Soil Type Available | 2.1194 | 2 | 1 | 2 | 1 |  | 1 |  | 1.5 | 0.58 | 0.0045942 | Modelled Flow Data Used & Depth Available | 70.6094 | 9
4062 | 4341 | 928987 | 10089783 | 194226 | DSBMT | Belmont Branch Sewer TS2B | Gravity | Pipe | Buried | OP | CONC | None | 1957-01-01 |  |  | dwg | NI | Transmission | Legacy | 2 |  |  | 4 | 550 | [5 empty] | 64328 | NA |  | 70 |  | WSL |  | Te Kawerau a Maki,Ngāti Whātua,Ngāti Maru,Ngāti Whātua o Ōrākei,Ngāti Tamaoho,Te Patukirikiri,Ngāti Whanaunga,Ngāti Tamaterā,Ngāti Pāoa,Ngāi Tai ki Tāmaki,Ngāti Hako,Te Ākitai Waiohua | 3 | 3 | 3 | 2016 | te puna wai | no | 1 | 1 | 3 | CCTV Available (0-10 Years Old) & Soil Type Available | 2.1194 | 2 | 1 | 2 | 1 |  | 1 |  | 1.5 | 0.58 | 0.0045942 | Modelled Flow Data Used & Depth Available | 70.0024 | 9
3766 | 4041 | 920288 | 10089780 | 193836 | DSBMT | Belmont Branch Sewer TS2B | Gravity | Pipe | Buried | OP | CONC | None | 1957-01-01 |  |  | dwg | NI | Transmission | Legacy | 2 |  |  | 4 | 550 | [5 empty] | 64325 | NA |  | 67.13 |  | WSL |  | Te Kawerau a Maki,Ngāti Whātua,Ngāti Maru,Ngāti Whātua o Ōrākei,Ngāti Tamaoho,Te Patukirikiri,Ngāti Whanaunga,Ngāti Tamaterā,Ngāti Pāoa,Ngāi Tai ki Tāmaki,Ngāti Hako,Te Ākitai Waiohua | 3 | 3 | 3 | 2016 | te puna wai | no | 1 | 1 | 3 | CCTV Available (0-10 Years Old) & Soil Type Available | 2.1194 | 2 | 1 | 2 | 1 |  | 1 |  | 1.5 | 0.58 | 0.0045942 | Modelled Flow Data Used & Depth Available | 67.1253 | 9
3447 | 3720 | 929439 | 10089779 | 194225 | DSBMT | Belmont Branch Sewer TS2B | Gravity | Pipe | Buried | OP | CONC | None | 1957-01-01 |  |  | dwg | NI | Transmission | Legacy | 2 |  |  | 4 | 550 | [5 empty] | 64324 | NA |  | 65.9 |  | WSL |  | Te Kawerau a Maki,Ngāti Whātua,Ngāti Maru,Ngāti Whātua o Ōrākei,Ngāti Tamaoho,Te Patukirikiri,Ngāti Whanaunga,Ngāti Tamaterā,Ngāti Pāoa,Ngāi Tai ki Tāmaki,Ngāti Hako,Te Ākitai Waiohua | 3 | 3 | 3 | 2016 | te puna wai | no | 1 | 1 | 3 | CCTV Available (0-10 Years Old) & Soil Type Available | 2.1194 | 2 | 1 | 2 | 1 |  | 1 |  | 1.5 | 0.58 | 0.0045942 | Modelled Flow Data Used & Depth Available | 65.8979 | 9
3895 | 4172 | 918957 | 10089778 | 194081 | DSBMT | Belmont Branch Sewer TS2B | Gravity | Pipe | Buried | OP | CONC | None | 1957-01-01 |  |  | dwg | NI | Transmission | Legacy | 2 |  |  | 4 | 550 | [5 empty] | 64323 | NA |  | 63.78 |  | WSL |  | Te Kawerau a Maki,Ngāti Whātua,Ngāti Maru,Ngāti Whātua o Ōrākei,Ngāti Tamaoho,Te Patukirikiri,Ngāti Whanaunga,Ngāti Tamaterā,Ngāti Pāoa,Ngāi Tai ki Tāmaki,Ngāti Hako,Te Ākitai Waiohua | 2.24 | 2 | 2 | 2016 | te puna wai | no | 1 | 1 | 3 | CCTV Available (0-10 Years Old) & Soil Type Available | 2.1194 | 2 | 1 | 2 | 1 |  | 1 |  | 1.5 | 0.58 | 0.0045942 | Modelled Flow Data Used & Depth Available | 63.7778 | 5
4013 | 4291 | 929524 | 10089777 | 194377 | DSBMT | Belmont Branch Sewer TS2B | Gravity | Pipe | Buried | OP | CONC | None | 1972-01-01 |  |  | dwg | NI | Transmission | Legacy | 2 |  |  | 4 | 550 | [5 empty] | 64322 | NA |  | 45.42 |  | WSL |  | Te Kawerau a Maki,Ngāti Whātua,Ngāti Maru,Ngāti Whātua o Ōrākei,Ngāti Tamaoho,Te Patukirikiri,Ngāti Whanaunga,Ngāti Tamaterā,Ngāti Pāoa,Ngāi Tai ki Tāmaki,Ngāti Hako,Te Ākitai Waiohua | 2 | 2 | 2 | 2016 | te puna wai | no | 1 | 1 | 2 | CCTV Available (0-10 Years Old) & Soil Type Available | 2.1194 | 2 | 1 | 2 | 1 |  | 1 |  | 1.5 | 0.58 | 0.0045942 | Modelled Flow Data Used & Depth Available | 45.4228 | 5
4090 | 4370 | 929529 | 10089776 | 193835 | DSBMT | Belmont Branch Sewer TS2B | Gravity | Pipe | Buried | OP | CONC | None | 1972-06-01 |  |  | dwg | NI | Transmission | Legacy | 2 |  |  | 4 | 550 | [5 empty] | 64321 | NA |  | 3.16 |  | WSL |  | Te Kawerau a Maki,Ngāti Whātua,Ngāti Maru,Ngāti Whātua o Ōrākei,Ngāti Tamaoho,Te Patukirikiri,Ngāti Whanaunga,Ngāti Tamaterā,Ngāti Pāoa,Ngāi Tai ki Tāmaki,Ngāti Hako,Te Ākitai Waiohua | 3 | 3 | 3 | 2016 | te puna wai | no | 1 | 1 | 2 | CCTV Available (0-10 Years Old) & Soil Type Available | 2.1194 | 2 | 1 | 2 | 1 |  | 1 |  | 1.5 | 0.58 | 0.0045942 | Modelled Flow Data Used & Depth Available | 3.1566 | 9
1087 | 1147 | 17598 | 10005213 | 194056 | DSCHP | Chapel Branch | Gravity | Pipe | Buried | OP | CONC | None | 1998-01-10 | 18.75 |  | dwg | TE | Transmission | Legacy | 2 |  |  | 4 | 525 | [5 empty] | 74697 | NA |  | 13 |  | WSL |  | Waikato,Ngāti Maru,Ngāti Tamaoho,Ngāti Whanaunga,Ngāti Tamaterā,Ngāti Pāoa,Ngāi Tai ki Tāmaki,Ngāti Hako,Te Ākitai Waiohua | 1.21 | 1 |  |  |  | no | 1 | 3 | 1 | CCTV NOT Available or Over 30 Years Old & Soil Type Available | 2.1193 | 2 | 1 | 2 | 1 |  | 1 |  | 1.5 | 0.58 | 0.0062384 | Modelled Flow Data Used & Depth Available | 12.9984 | 2
3127 | 3389 | 918377 | 10089775 | 194224 | DSBMT | Belmont Branch Sewer TS2B | Gravity | Pipe | Buried | OP | CONC | None | 1972-06-01 |  |  | dwg | NI | Transmission | Legacy | 2 |  |  | 4 | 550 | [5 empty] | 64320 | NA |  | 3.46 |  | WSL |  | Te Kawerau a Maki,Ngāti Whātua,Ngāti Maru,Ngāti Whātua o Ōrākei,Ngāti Tamaoho,Te Patukirikiri,Ngāti Whanaunga,Ngāti Tamaterā,Ngāti Pāoa,Ngāi Tai ki Tāmaki,Ngāti Hako,Te Ākitai Waiohua | 3 | 3 | 3 | 2016 | te puna wai | no | 1 | 1 | 2 | CCTV Available (0-10 Years Old) & Soil Type Available | 2.1192 | 2 | 1 | 2 | 1 |  | 1 |  | 1.5 | 0.58 | 0.0068913 | Modelled Flow Data Used & Depth Available | 3.4611 | 9
3272 | 3537 | 927013 | 10088537 | 195984 | DSOTV | Oteha Valley Branch Sewer TS27 | Gravity | Pipe | Buried | OP | CONC | None | 1989-01-01 |  |  | dwg | NI | Transmission | Legacy | 2 |  |  | 4 | 440 | [5 empty] | 65226 | NA |  | 3.24 |  | WSL |  | Te Kawerau a Maki,Ngāti Whātua,Ngāti Maru,Ngāti Whātua o Kaipara,Ngāti Whātua o Ōrākei,Ngāti Tamaoho,Ngāti Manuhiri,Ngāti Whanaunga,Ngāti Tamaterā,Ngāti Pāoa,Ngāi Tai ki Tāmaki,Ngāti Hako,Te Ākitai Waiohua | 2 | 2 | 2 | 2018 | te puna wai | no | 1 | 3 | 1 | CCTV Available (0-10 Years Old) & Soil Type Available | 2.1192 | 2 | 1 | 2 | 1 |  | 1 |  | 1.5 | 0.58 | 0.0068913 | Modelled Flow Data Used & Depth Available | 3.2363 | 5
3164 | 3428 | 911504 | 10088528 | 196479 | DSOTV | Oteha Valley Branch Sewer TS27 | Gravity | Pipe | Buried | OP | CLS | None | 1992-07-01 |  |  | dwg | NI | Transmission | Legacy | 2 |  |  | 4 | 525 | [5 empty] | 65217 | NA |  | 11.29 |  | WSL |  | Te Kawerau a Maki,Ngāti Whātua,Ngāti Maru,Ngāti Whātua o Kaipara,Ngāti Whātua o Ōrākei,Ngāti Tamaoho,Ngāti Manuhiri,Ngāti Whanaunga,Ngāti Tamaterā,Ngāti Pāoa,Ngāi Tai ki Tāmaki,Ngāti Hako,Te Ākitai Waiohua | 2.39 | 2 | 2 | 2018 | te puna wai | no | 5 | 3 | 2 | CCTV Available (0-10 Years Old) & Soil Type Available | 2.1189 | 2 | 1 | 2 | 1 |  | 1 | Significant Ecological Area - SEA-M2-57b | 1.5 | 0.58 | 0.0091884 | Modelled Flow Data Used & Depth Available | 11.2933 | 5
3291 | 3557 | 918594 | 10089872 | 194395 | DSBYS | Bayswater Branch Sewer TS2A | Gravity | Pipe | Buried | OP | CONC | None | 1957-01-01 |  |  | dwg | NI | Transmission | Legacy | 2 |  |  | 4 | 550 | [5 empty] | 64372 | NA |  | 63.05 |  | WSL |  | Te Kawerau a Maki,Ngāti Whātua,Ngāti Maru,Ngāti Whātua o Ōrākei,Ngāti Tamaoho,Te Patukirikiri,Ngāti Whanaunga,Ngāti Tamaterā,Ngāti Pāoa,Ngāi Tai ki Tāmaki,Ngāti Hako,Te Ākitai Waiohua | 2.41 | 2 |  |  |  | no | 1 | 1 | 3 | CCTV NOT Available or Over 30 Years Old & Soil Type Available | 2.1188 | 2 | 1 | 2 | 1 |  | 1 |  | 1.5 | 0.58 | 0.0099541 | Modelled Flow Data Used & Depth Available | 63.0474 | 5
4087 | 4367 | 935316 | 10087896 | 194759 | DSGRC | Greenhithe Central Branch Sewer TS21B | Gravity | Pipe | Buried | OP | PE | None | 2004-05-07 |  |  | dwg | NI | Transmission | Legacy | 2 |  |  | 4 | 490 | [5 empty] | 64817 | NA |  | 22.45 |  | WSL |  | Te Kawerau a Maki,Ngāti Whātua,Ngāti Maru,Ngāti Whātua o Kaipara,Ngāti Whātua o Ōrākei,Ngāti Tamaoho,Ngāti Manuhiri,Ngāti Whanaunga,Ngāti Tamaterā,Ngāi Tai ki Tāmaki,Ngāti Hako,Te Ākitai Waiohua | 1 | 1 |  |  | CCTV app | yes | 1 | 1 | 1 | CCTV NOT Available or Over 30 Years Old & Soil Type Available | 2.1187 | 2 | 1 | 2 | 1 |  | 1 |  | 1.5 | 0.58 | 0.01072 | Modelled Flow Data Used & Depth Available | 22.4537 | 2
1198 | 1269 | 15171 | 10004607 | 193806 | DSB09 | Branch 9 Mt Roskill | Gravity | Pipe | Buried | OP | CONC | None | 1946-06-30 | 44.57 | 44.53 | dwg | WI | Transmission | Legacy | 2 |  |  | 4 | 525 | [5 empty] | 74312 | NA |  | 22.22 |  | WSL |  | Waikato,Te Kawerau a Maki,Ngāti Whātua,Ngāti Maru,Ngāti Whātua o Ōrākei,Ngāti Tamaoho,Ngāti Tamaterā,Ngāi Tai ki Tāmaki,Ngāti Hako,Te Ākitai Waiohua | 2.67 | 3 | 2 | 2016 | CCTV Footage Review Log South_Latest.xls | no | 5 | 1 | 3 | CCTV Available (0-10 Years Old) & Soil Type Available | 2.1186 | 2 | 2 | 2 | 1 |  | 1 |  | 1 | 0.565 | 0.032289 | Modelled Flow Data Used & Depth Available | 22.2203 | 9
1199 | 1270 | 15172 | 10004608 | 193654 | DSB09 | Branch 9 Mt Roskill | Gravity | Pipe | Buried | OP | CONC | None | 1946-06-30 | 44.8 | 44.57 | dwg | WI | Transmission | Legacy | 2 |  |  | 4 | 525 | [5 empty] | 74313 | NA |  | 129.56 |  | WSL |  | Waikato,Te Kawerau a Maki,Ngāti Whātua,Ngāti Maru,Ngāti Whātua o Ōrākei,Ngāti Tamaoho,Ngāti Tamaterā,Ngāi Tai ki Tāmaki,Ngāti Hako,Te Ākitai Waiohua | 2.67 | 3 | 2 | 2016 | CCTV Footage Review Log South_Latest.xls | no | 5 | 1 | 3 | CCTV Available (0-10 Years Old) & Soil Type Available | 2.1182 | 2 | 2 | 2 | 1 |  | 1 |  | 1 | 0.565 | 0.031765 | Modelled Flow Data Used & Depth Available | 129.5552 | 9
3690 | 3965 | 937304 | 10089692 | 194256 | DSBKD | Birkdale Branch Sewer TS14 | Gravity | Pipe | Buried | OP | CONC | None | 1962-01-01 |  |  | dwg | NI | Transmission | Legacy | 2 |  |  | 4 | 457 | [5 empty] | 64280 | NA |  | 4.28 |  | WSL |  | Te Kawerau a Maki,Ngāti Whātua,Ngāti Maru,Ngāti Whātua o Ōrākei,Ngāti Tamaoho,Ngāti Manuhiri,Ngāti Whanaunga,Ngāti Tamaterā,Ngāti Pāoa,Ngāi Tai ki Tāmaki,Ngāti Hako,Te Ākitai Waiohua | 3.17 | 3 |  |  |  | no | 5 | 1 | 3 | CCTV NOT Available or Over 30 Years Old & Soil Type Available | 2.1182 | 2 | 1 | 2 | 1 |  | 1 |  | 1.5 | 0.58 | 0.015314 | Modelled Flow Data Used & Depth Available | 4.2772 | 9
3671 | 3946 | 937303 | 10089694 | 194005 | DSBKD | Birkdale Branch Sewer TS14 | Gravity | Pipe | Buried | OP | CONC | None | 1962-01-01 |  |  | dwg | NI | Transmission | Legacy | 2 |  |  | 4 | 440 | [5 empty] | 64282 | NA |  | 27.83 |  | WSL |  | Te Kawerau a Maki,Ngāti Whātua,Ngāti Maru,Ngāti Whātua o Ōrākei,Ngāti Tamaoho,Ngāti Manuhiri,Ngāti Whanaunga,Ngāti Tamaterā,Ngāti Pāoa,Ngāi Tai ki Tāmaki,Ngāti Hako,Te Ākitai Waiohua | 2.41 | 2 |  |  |  | no | 1 | 1 | 3 | CCTV NOT Available or Over 30 Years Old & Soil Type Available | 2.1182 | 2 | 1 | 2 | 1 |  | 1 |  | 1.5 | 0.58 | 0.015314 | Modelled Flow Data Used & Depth Available | 27.8313 | 5
3907 | 4184 | 917707 | 10089695 | 194059 | DSBKD | Birkdale Branch Sewer TS14 | Gravity | Pipe | Buried | OP | CONC | None | 1962-01-01 |  |  | dwg | NI | Transmission | Legacy | 2 |  |  | 4 | 440 | [5 empty] | 64283 | NA |  | 8.5 |  | WSL |  | Te Kawerau a Maki,Ngāti Whātua,Ngāti Maru,Ngāti Whātua o Ōrākei,Ngāti Tamaoho,Ngāti Manuhiri,Ngāti Whanaunga,Ngāti Tamaterā,Ngāti Pāoa,Ngāi Tai ki Tāmaki,Ngāti Hako,Te Ākitai Waiohua | 2.41 | 2 |  |  |  | no | 1 | 1 | 3 | CCTV NOT Available or Over 30 Years Old & Soil Type Available | 2.1182 | 2 | 1 | 2 | 1 |  | 1 |  | 1.5 | 0.58 | 0.015314 | Modelled Flow Data Used & Depth Available | 8.495 | 5
3578 | 3851 | 930971 | 10088828 | 197335 | DSTPF | Takapuna Foreshore Branch Sewer TS6B | Gravity | Pipe | Buried | OP | CONC | RIBLO | 1940-01-01 |  |  | dwg | NI | Transmission | Legacy | 2 |  |  | 4 | 550 | [5 empty] | 65406 | NA |  | 58.35 |  | WSL |  | Te Kawerau a Maki,Ngāti Whātua,Ngāti Maru,Ngāti Whātua o Ōrākei,Ngāti Tamaoho,Ngāti Manuhiri,Te Patukirikiri,Ngāti Whanaunga,Ngāti Tamaterā,Ngāti Pāoa,Ngāi Tai ki Tāmaki,Ngāti Hako,Te Ākitai Waiohua | 3 | 3 | 3 | 2015 | te puna wai | no | 5 | 1 | 1 | CCTV Available (0-10 Years Old) & Soil Type Available | 2.1178 | 2 | 1 | 2 | 1 |  | 1 |  | 1.5 | 0.58 | 0.018377 | Modelled Flow Data Used & Depth Available | 58.3498 | 9
3547 | 3820 | 930970 | 10088827 | 197592 | DSTPF | Takapuna Foreshore Branch Sewer TS6B | Gravity | Pipe | Buried | OP | CONC | RIBLO | 1940-01-01 |  |  | dwg | NI | Transmission | Legacy | 2 |  |  | 4 | 550 | [5 empty] | 65405 | NA |  | 27.97 |  | WSL |  | Te Kawerau a Maki,Ngāti Whātua,Ngāti Maru,Ngāti Whātua o Ōrākei,Ngāti Tamaoho,Ngāti Manuhiri,Te Patukirikiri,Ngāti Whanaunga,Ngāti Tamaterā,Ngāti Pāoa,Ngāi Tai ki Tāmaki,Ngāti Hako,Te Ākitai Waiohua | 3 | 3 | 3 | 2015 | te puna wai | no | 5 | 1 | 1 | CCTV Available (0-10 Years Old) & Soil Type Available | 2.1178 | 2 | 1 | 2 | 1 |  | 1 |  | 1.5 | 0.58 | 0.018377 | Modelled Flow Data Used & Depth Available | 27.9664 | 9
3645 | 3919 | 903954 | 10088823 | 197591 | DSTPF | Takapuna Foreshore Branch Sewer TS6B | Gravity | Pipe | Buried | OP | CONC | RIBLO | 1940-01-01 |  |  | dwg | NI | Transmission | Legacy | 2 |  |  | 4 | 550 | [5 empty] | 65401 | NA |  | 65.59 |  | WSL |  | Te Kawerau a Maki,Ngāti Whātua,Ngāti Maru,Ngāti Whātua o Ōrākei,Ngāti Tamaoho,Ngāti Manuhiri,Te Patukirikiri,Ngāti Whanaunga,Ngāti Tamaterā,Ngāti Pāoa,Ngāi Tai ki Tāmaki,Ngāti Hako,Te Ākitai Waiohua | 3 | 3 | 3 | 2015 | te puna wai | no | 3 | 3 | 1 | CCTV Available (0-10 Years Old) & Soil Type Available | 2.1178 | 2 | 1 | 2 | 1 | Safe Swim Beach | 1 | Significant Ecological Area - SEA_T_8251 | 1.5 | 0.58 | 0.018377 | Modelled Flow Data Used & Depth Available | 65.5907 | 9
3659 | 3934 | 903956 | 10088826 | 197732 | DSTPF | Takapuna Foreshore Branch Sewer TS6B | Gravity | Pipe | Buried | OP | CONC | RIBLO | 1940-01-01 |  |  | dwg | NI | Transmission | Legacy | 2 |  |  | 4 | 550 | [5 empty] | 65404 | NA |  | 18.16 |  | WSL |  | Te Kawerau a Maki,Ngāti Whātua,Ngāti Maru,Ngāti Whātua o Ōrākei,Ngāti Tamaoho,Ngāti Manuhiri,Te Patukirikiri,Ngāti Whanaunga,Ngāti Tamaterā,Ngāti Pāoa,Ngāi Tai ki Tāmaki,Ngāti Hako,Te Ākitai Waiohua | 3 | 3 | 3 | 2015 | te puna wai | no | 3 | 3 | 1 | CCTV Available (0-10 Years Old) & Soil Type Available | 2.1178 | 2 | 1 | 2 | 1 |  | 1 |  | 1.5 | 0.58 | 0.018377 | Modelled Flow Data Used & Depth Available | 18.1637 | 9
4017 | 4295 | 930649 | 10088284 | 195393 | DSNCP | Northcote Point Branch Sewer TS8A | Gravity | Pipe | Buried | OP | CONC | None | 1965-01-01 |  |  | dwg | NI | Transmission | Legacy | 2 |  |  | 4 | 490 | [5 empty] | 65071 | NA |  | 77.06 |  | WSL |  | Te Kawerau a Maki,Ngāti Whātua,Ngāti Maru,Ngāti Whātua o Ōrākei,Ngāti Tamaoho,Te Patukirikiri,Ngāti Whanaunga,Ngāti Tamaterā,Ngāti Pāoa,Ngāi Tai ki Tāmaki,Ngāti Hako,Te Ākitai Waiohua | 3 | 3 | 3 | 2016 | te puna wai | no | 5 | 1 | 2 | CCTV Available (0-10 Years Old) & Soil Type Available | 2.1177 | 2 | 1 | 2 | 1 |  | 1 | Significant Ecological Area - SEA-M2-60a | 1.5 | 0.58 | 0.019142 | Modelled Flow Data Used & Depth Available | 77.0566 | 9
3861 | 4138 | 927753 | 10090318 | 195029 | DSGLF | Glenfield Branch Sewer TS4A | Gravity | Pipe | Buried | OP | CONC | None | 1962-01-01 |  |  | dwg | NI | Transmission | Legacy | 2 |  |  | 4 | 457 | [5 empty] | 64657 | NA |  | 15.1 |  | WSL |  | Te Kawerau a Maki,Ngāti Whātua,Ngāti Maru,Ngāti Whātua o Ōrākei,Ngāti Tamaoho,Ngāti Manuhiri,Te Patukirikiri,Ngāti Whanaunga,Ngāti Tamaterā,Ngāti Pāoa,Ngāi Tai ki Tāmaki,Ngāti Hako,Te Ākitai Waiohua | 2.67 | 3 | 2 | 2016 | te puna wai | no | 5 | 1 | 3 | CCTV Available (0-10 Years Old) & Soil Type Available | 2.1175 | 2 | 1 | 2 | 1 |  | 1 |  | 1.5 | 0.58 | 0.020674 | Modelled Flow Data Used & Depth Available | 15.1006 | 9
1202 | 1273 | 15409 | 10004611 | 193807 | DSB09 | Branch 9 Mt Roskill | Gravity | Pipe | Buried | OP | CONC | None | 1946-06-30 | 45.32 | 45.11 | dwg | WI | Transmission | Legacy | 2 |  |  | 4 | 525 | [5 empty] | 74316 | NA |  | 121.7 |  | WSL |  | Waikato,Te Kawerau a Maki,Ngāti Whātua,Ngāti Maru,Ngāti Whātua o Ōrākei,Ngāti Tamaoho,Ngāti Tamaterā,Ngāi Tai ki Tāmaki,Ngāti Hako,Te Ākitai Waiohua | 2.67 | 3 | 2 | 2016 | CCTV Footage Review Log South_Latest.xls | no | 5 | 1 | 3 | CCTV Available (0-10 Years Old) & Soil Type Available | 2.1174 | 2 | 2 | 2 | 1 |  | 1 |  | 1 | 0.565 | 0.030516 | Modelled Flow Data Used & Depth Available | 121.6999 | 9
1201 | 1272 | 15408 | 10004610 | 193418 | DSB09 | Branch 9 Mt Roskill | Gravity | Pipe | Buried | OP | CONC | None | 1946-06-30 | 45.11 | 44.9 | dwg | WI | Transmission | Legacy | 2 |  |  | 4 | 525 | [5 empty] | 74315 | NA |  | 121.47 |  | WSL |  | Waikato,Te Kawerau a Maki,Ngāti Whātua,Ngāti Maru,Ngāti Whātua o Ōrākei,Ngāti Tamaoho,Ngāti Tamaterā,Ngāi Tai ki Tāmaki,Ngāti Hako,Te Ākitai Waiohua | 2.67 | 3 | 2 | 2016 | CCTV Footage Review Log South_Latest.xls | no | 5 | 1 | 3 | CCTV Available (0-10 Years Old) & Soil Type Available | 2.1174 | 2 | 2 | 2 | 1 |  | 1 |  | 1 | 0.565 | 0.030507 | Modelled Flow Data Used & Depth Available | 121.473 | 9
1497 | 1601 | 15529 | 10004200 | 193555 | DSB03 | Branch 3 Newmarket | Gravity | Pipe | Encased | OP | VC | None | 1918-06-30 | 57.69 | 56.01 | dwg | OM | Transmission | Legacy | 2 |  |  | 4 | 450 | [5 empty] | 74017 | NA |  | 49.57 |  | WSL |  | Waikato,Te Kawerau a Maki,Ngāti Whātua,Ngāti Maru,Ngāti Whātua o Ōrākei,Ngāti Tamaoho,Ngāti Tamaterā,Ngāti Pāoa,Ngāi Tai ki Tāmaki,Ngāti Hako,Te Ākitai Waiohua | 2.8 | 3 | 2 | 2009 | te puna wai | no | 1 | 1 | 4 | CCTV Available (10-20 Years Old) & Soil Type Available | 2.1174 | 2 | 2 | 2 | 1 |  | 1 |  | 1 | 0.565 | 0.030494 | Modelled Flow Data Used & Depth Available | 49.571 | 9
3944 | 4222 | 928042 | 10090316 | 195179 | DSGLF | Glenfield Branch Sewer TS4A | Gravity | Pipe | Buried | OP | CONC | None | 1962-01-01 |  |  | dwg | NI | Transmission | Legacy | 2 |  |  | 4 | 457 | [5 empty] | 64655 | NA |  | 72.72 |  | WSL |  | Te Kawerau a Maki,Ngāti Whātua,Ngāti Maru,Ngāti Whātua o Ōrākei,Ngāti Tamaoho,Ngāti Manuhiri,Te Patukirikiri,Ngāti Whanaunga,Ngāti Tamaterā,Ngāti Pāoa,Ngāi Tai ki Tāmaki,Ngāti Hako,Te Ākitai Waiohua | 2.67 | 3 | 2 | 2016 | te puna wai | no | 5 | 1 | 3 | CCTV Available (0-10 Years Old) & Soil Type Available | 2.1173 | 2 | 1 | 2 | 1 |  | 1 |  | 1.5 | 0.58 | 0.022205 | Modelled Flow Data Used & Depth Available | 72.7196 | 9
3322 | 3589 | 928044 | 10090317 | 194526 | DSGLF | Glenfield Branch Sewer TS4A | Gravity | Pipe | Buried | OP | CONC | None | 1959-01-01 |  |  | dwg | NI | Transmission | Legacy | 2 |  |  | 4 | 457 | [5 empty] | 64656 | NA |  | 30.72 |  | WSL |  | Te Kawerau a Maki,Ngāti Whātua,Ngāti Maru,Ngāti Whātua o Ōrākei,Ngāti Tamaoho,Ngāti Manuhiri,Te Patukirikiri,Ngāti Whanaunga,Ngāti Tamaterā,Ngāti Pāoa,Ngāi Tai ki Tāmaki,Ngāti Hako,Te Ākitai Waiohua | 2.67 | 3 | 2 | 2016 | te puna wai | no | 5 | 1 | 3 | CCTV Available (0-10 Years Old) & Soil Type Available | 2.1173 | 2 | 1 | 2 | 1 |  | 1 |  | 1.5 | 0.58 | 0.022205 | Modelled Flow Data Used & Depth Available | 30.7177 | 9
3235 | 3499 | 905452 | 10090315 | 194673 | DSGLF | Glenfield Branch Sewer TS4A | Gravity | Pipe | Buried | OP | CONC | None | 1962-01-01 |  |  | dwg | NI | Transmission | Legacy | 2 |  |  | 4 | 457 | [5 empty] | 64654 | NA |  | 27.01 |  | WSL |  | Te Kawerau a Maki,Ngāti Whātua,Ngāti Maru,Ngāti Whātua o Ōrākei,Ngāti Tamaoho,Ngāti Manuhiri,Te Patukirikiri,Ngāti Whanaunga,Ngāti Tamaterā,Ngāti Pāoa,Ngāi Tai ki Tāmaki,Ngāti Hako,Te Ākitai Waiohua | 2.67 | 3 | 2 | 2016 | te puna wai | no | 5 | 1 | 3 | CCTV Available (0-10 Years Old) & Soil Type Available | 2.1173 | 2 | 1 | 2 | 1 |  | 1 |  | 1.5 | 0.58 | 0.022205 | Modelled Flow Data Used & Depth Available | 27.0076 | 9
4365 | 4658 | 929829 | 10090314 | 195028 | DSGLF | Glenfield Branch Sewer TS4A | Gravity | Pipe | Buried | OP | CONC | None | 1962-01-01 |  |  | dwg | NI | Transmission | Legacy | 2 |  |  | 4 | 457 | [5 empty] | 64653 | NA |  | 25.3 |  | WSL |  | Te Kawerau a Maki,Ngāti Whātua,Ngāti Maru,Ngāti Whātua o Ōrākei,Ngāti Tamaoho,Ngāti Manuhiri,Te Patukirikiri,Ngāti Whanaunga,Ngāti Tamaterā,Ngāti Pāoa,Ngāi Tai ki Tāmaki,Ngāti Hako,Te Ākitai Waiohua | 3.1 | 3 | 3 | 2016 | te puna wai | no | 5 | 1 | 3 | CCTV Available (0-10 Years Old) & Soil Type Available | 2.1173 | 2 | 1 | 2 | 1 |  | 1 |  | 1.5 | 0.58 | 0.022205 | Modelled Flow Data Used & Depth Available | 25.3 | 9
3536 | 3809 | 905752 | 10090307 | 194671 | DSGLF | Glenfield Branch Sewer TS4A | Gravity | Pipe | Buried | OP | CONC | None | 1959-01-01 |  |  | dwg | NI | Transmission | Legacy | 2 |  |  | 4 | 525 | [5 empty] | 64642 | NA |  | 88.18 |  | WSL |  | Te Kawerau a Maki,Ngāti Whātua,Ngāti Maru,Ngāti Whātua o Ōrākei,Ngāti Tamaoho,Ngāti Manuhiri,Te Patukirikiri,Ngāti Whanaunga,Ngāti Tamaterā,Ngāti Pāoa,Ngāi Tai ki Tāmaki,Ngāti Hako,Te Ākitai Waiohua | 2.58 | 3 | 2 | 2016 | te puna wai | no | 3 | 3 | 3 | CCTV Available (0-10 Years Old) & Soil Type Available | 2.1173 | 2 | 1 | 2 | 1 |  | 1 |  | 1.5 | 0.58 | 0.022205 | Modelled Flow Data Used & Depth Available | 88.1776 | 9
3546 | 3819 | 905751 | 10090308 | 195177 | DSGLF | Glenfield Branch Sewer TS4A | Gravity | Pipe | Buried | OP | CONC | None | 1961-01-01 |  |  | dwg | NI | Transmission | Legacy | 2 |  |  | 4 | 457 | ASBUILT | ASBUILT | ASBUILT | ASBUILT | CONS | 64643 | NA |  | 45.56 | ASBUILT | WSL |  | Te Kawerau a Maki,Ngāti Whātua,Ngāti Maru,Ngāti Whātua o Ōrākei,Ngāti Tamaoho,Ngāti Manuhiri,Te Patukirikiri,Ngāti Whanaunga,Ngāti Tamaterā,Ngāti Pāoa,Ngāi Tai ki Tāmaki,Ngāti Hako,Te Ākitai Waiohua | 2.58 | 3 | 2 | 2016 | te puna wai | no | 3 | 3 | 3 | CCTV Available (0-10 Years Old) & Soil Type Available | 2.1173 | 2 | 1 | 2 | 1 |  | 1 |  | 1.5 | 0.58 | 0.022205 | Modelled Flow Data Used & Depth Available | 45.6248 | 9
3071 | 3332 | 906141 | 10089325 | 193874 | DSBAV | Bayview Branch Sewer TS13 | Gravity | Pipe | Buried | OP | CONC | None | 1972-01-01 |  |  | dwg | NI | Transmission | Legacy | 2 |  |  | 4 | 440 | [5 empty] | 64082 | NA |  | 0.99 |  | WSL |  | Te Kawerau a Maki,Ngāti Whātua,Ngāti Maru,Ngāti Whātua o Ōrākei,Ngāti Tamaoho,Ngāti Manuhiri,Ngāti Whanaunga,Ngāti Tamaterā,Ngāti Pāoa,Ngāi Tai ki Tāmaki,Ngāti Hako,Te Ākitai Waiohua | 1.71 | 2 |  |  |  | no | 1 | 1 | 2 | CCTV NOT Available or Over 30 Years Old & Soil Type Available | 2.117 | 2 | 1 | 2 | 1 |  | 1 | Significant Ecological Area - SEA_T_8323 | 1.5 | 0.58 | 0.025268 | Modelled Flow Data Used & Depth Available | 0.99104 | 5
1473 | 1573 | 15175 | 10004615 | 193808 | DSB09 | Branch 9 Mt Roskill | Gravity | Pipe | Buried | OP | CONC | None | 1965-06-30 | 46.51 | 46.07 | dwg | WI | Transmission | Legacy | 2 |  |  | 4 | 450 | [5 empty] | 74320 | NA |  | 44.78 |  | WSL |  | Waikato,Te Kawerau a Maki,Ngāti Whātua,Ngāti Maru,Ngāti Whātua o Ōrākei,Ngāti Tamaoho,Ngāti Tamaterā,Ngāi Tai ki Tāmaki,Ngāti Hako,Te Ākitai Waiohua | 2.27 | 2 | 2 | 2016 | CCTV Footage Review Log South_Latest.xls | no | 5 | 1 | 2 | CCTV Available (0-10 Years Old) & Soil Type Available | 2.1167 | 2 | 2 | 2 | 1 |  | 1 |  | 1 | 0.565 | 0.029487 | Modelled Flow Data Used & Depth Available | 44.7808 | 5
1203 | 1274 | 15174 | 10004612 | 193661 | DSB09 | Branch 9 Mt Roskill | Gravity | Pipe | Buried | OP | CONC | None | 1946-06-30 | 45.55 | 45.32 | dwg | WI | Transmission | Legacy | 2 |  |  | 4 | 525 | [5 empty] | 74317 | NA |  | 138.73 |  | WSL |  | Waikato,Te Kawerau a Maki,Ngāti Whātua,Ngāti Maru,Ngāti Whātua o Ōrākei,Ngāti Tamaoho,Ngāti Tamaterā,Ngāi Tai ki Tāmaki,Ngāti Hako,Te Ākitai Waiohua | 2.67 | 3 | 2 | 2016 | CCTV Footage Review Log South_Latest.xls | no | 5 | 1 | 3 | CCTV Available (0-10 Years Old) & Soil Type Available | 2.1167 | 2 | 2 | 2 | 1 |  | 1 |  | 1 | 0.565 | 0.029445 | Modelled Flow Data Used & Depth Available | 138.7349 | 9
3894 | 4171 | 919723 | 10088821 | 197191 | DSTPF | Takapuna Foreshore Branch Sewer TS6B | Gravity | Pipe | Buried | OP | CONC | RIBLO | 1940-01-01 |  |  | dwg | NI | Transmission | Legacy | 2 |  |  | 4 | 550 | [5 empty] | 65399 | NA |  | 91.53 |  | WSL |  | Te Kawerau a Maki,Ngāti Whātua,Ngāti Maru,Ngāti Whātua o Ōrākei,Ngāti Tamaoho,Ngāti Manuhiri,Te Patukirikiri,Ngāti Whanaunga,Ngāti Tamaterā,Ngāti Pāoa,Ngāi Tai ki Tāmaki,Ngāti Hako,Te Ākitai Waiohua | 2 | 2 | 2 | 2015 | te puna wai | no | 5 | 1 | 1 | CCTV Available (0-10 Years Old) & Soil Type Available | 2.1166 | 2 | 1 | 2 | 1 |  | 1 |  | 1.5 | 0.58 | 0.028331 | Modelled Flow Data Used & Depth Available | 91.5339 | 5
4177 | 4460 | 928937 | 10088817 | 197190 | DSTPF | Takapuna Foreshore Branch Sewer TS6B | Gravity | Pipe | Buried | OP | CONC | RIBLO | 1940-01-01 |  |  | dwg | NI | Transmission | Legacy | 2 |  |  | 4 | 550 | [5 empty] | 65395 | NA |  | 65.92 |  | WSL |  | Te Kawerau a Maki,Ngāti Whātua,Ngāti Maru,Ngāti Whātua o Ōrākei,Ngāti Tamaoho,Ngāti Manuhiri,Te Patukirikiri,Ngāti Whanaunga,Ngāti Tamaterā,Ngāti Pāoa,Ngāi Tai ki Tāmaki,Ngāti Hako,Te Ākitai Waiohua | 2 | 2 | 2 | 2015 | te puna wai | no | 3 | 3 | 1 | CCTV Available (0-10 Years Old) & Soil Type Available | 2.1166 | 2 | 1 | 2 | 1 |  | 1 |  | 1.5 | 0.58 | 0.028331 | Modelled Flow Data Used & Depth Available | 65.9215 | 5
1498 | 1602 | 15731 | 10004203 | 193400 | DSB03 | Branch 3 Newmarket | Gravity | Pipe | Buried | OP | CONC | None | 1918-06-30 | 63.15 | 62.89 | dwg | OM | Transmission | Legacy | 2 |  |  | 4 | 470 | [5 empty] | 74020 | NA |  | 21.52 |  | WSL |  | Waikato,Te Kawerau a Maki,Ngāti Whātua,Ngāti Maru,Ngāti Whātua o Ōrākei,Ngāti Tamaoho,Ngāti Tamaterā,Ngāti Pāoa,Ngāi Tai ki Tāmaki,Ngāti Hako,Te Ākitai Waiohua | 3.31 | 3 | 2 | 2009 | te puna wai | no | 1 | 1 | 5 | CCTV Available (10-20 Years Old) & Soil Type Available | 2.1162 | 2 | 2 | 2 | 1 |  | 1 |  | 1 | 0.565 | 0.028589 | Modelled Flow Data Used & Depth Available | 21.5226 | 9
1493 | 1597 | 16326 | 10004202 | 193312 | DSB03 | Branch 3 Newmarket | Gravity | Pipe | Encased | OP | VC | None | 1918-06-30 | 62.89 | 58.89 | dwg | OM | Transmission | Legacy | 2 |  |  | 4 | 450 | [5 empty] | 74019 | NA |  | 124.89 |  | WSL |  | Waikato,Te Kawerau a Maki,Ngāti Whātua,Ngāti Maru,Ngāti Whātua o Ōrākei,Ngāti Tamaoho,Ngāti Tamaterā,Ngāti Pāoa,Ngāi Tai ki Tāmaki,Ngāti Hako,Te Ākitai Waiohua | 3.08 | 3 | 3 | 2009 | te puna wai | no | 1 | 1 | 4 | CCTV Available (10-20 Years Old) & Soil Type Available | 2.1162 | 2 | 2 | 2 | 1 |  | 1 |  | 1 | 0.565 | 0.028586 | Modelled Flow Data Used & Depth Available | 124.8908 | 9
3790 | 4065 | 921876 | 10089950 | 194065 | DSCTB | Castor Bay Branch Sewer TS7A | Gravity | Pipe | Buried | OP | CONC | None | 1962-01-01 |  |  | dwg | NI | Transmission | Legacy | 2 |  |  | 4 | 440 | [5 empty] | 64417 | NA |  | 139.41 |  | WSL |  | Te Kawerau a Maki,Ngāti Whātua,Ngāti Maru,Ngāti Whātua o Ōrākei,Ngāti Tamaoho,Ngāti Manuhiri,Te Patukirikiri,Ngāti Whanaunga,Ngāti Tamaterā,Ngāti Pāoa,Ngāi Tai ki Tāmaki,Ngāti Hako,Te Ākitai Waiohua | 4 | 4 | 4 | 2015 | te puna wai | no | 1 | 1 | 3 | CCTV Available (0-10 Years Old) & Soil Type Available | 2.116 | 2 | 1 | 2 | 1 |  | 1 |  | 1.5 | 0.58 | 0.033691 | Modelled Flow Data Used & Depth Available | 139.4144 | 15
4278 | 4563 | 938899 | 10089949 | 194412 | DSCTB | Castor Bay Branch Sewer TS7A | Gravity | Pipe | Buried | OP | CONC | None | 1962-01-01 |  |  | dwg | NI | Transmission | Legacy | 2 |  |  | 4 | 440 | [5 empty] | 64416 | NA |  | 103.34 |  | WSL |  | Te Kawerau a Maki,Ngāti Whātua,Ngāti Maru,Ngāti Whātua o Ōrākei,Ngāti Tamaoho,Ngāti Manuhiri,Te Patukirikiri,Ngāti Whanaunga,Ngāti Tamaterā,Ngāti Pāoa,Ngāi Tai ki Tāmaki,Ngāti Hako,Te Ākitai Waiohua | 4 | 4 | 4 | 2015 | te puna wai | no | 1 | 1 | 3 | CCTV Available (0-10 Years Old) & Soil Type Available | 2.116 | 2 | 1 | 2 | 1 |  | 1 |  | 1.5 | 0.58 | 0.033691 | Modelled Flow Data Used & Depth Available | 103.3364 | 15
802 | 841 | 15176 | 10004616 | 193662 | DSB09 | Branch 9 Mt Roskill | Gravity | Pipe | Buried | OP | CONC | None | 1965-06-30 | 49.29 | 48.97 | dwg | WI | Transmission | DU1910 | 2 |  |  | 4 | 450 | [5 empty] | 74322 | NA |  | 55.23 |  | WSL |  | Waikato,Te Kawerau a Maki,Ngāti Whātua,Ngāti Maru,Ngāti Whātua o Ōrākei,Ngāti Tamaoho,Ngāti Tamaterā,Ngāi Tai ki Tāmaki,Ngāti Hako,Te Ākitai Waiohua | 2.27 | 2 | 2 | 2016 | CCTV Footage Review Log South_Latest.xls | no | 5 | 1 | 2 | CCTV Available (0-10 Years Old) & Soil Type Available | 2.1159 | 2 | 2 | 2 | 1 |  | 1 | Aquifer - Auckland Isthmus Volcanic Aquifer | 1 | 0.565 | 0.028155 | Modelled Flow Data Used & Depth Available | 55.2289 | 5
1474 | 1574 | 15177 | 10004617 | 193564 | DSB09 | Branch 9 Mt Roskill | Gravity | Pipe | Buried | OP | CONC | None | 1965-06-30 | 49.99 | 49.5 | dwg | WI | Transmission | Legacy | 2 |  |  | 4 | 450 | [5 empty] | 74323 | NA |  | 72.15 |  | WSL |  | Waikato,Te Kawerau a Maki,Ngāti Whātua,Ngāti Maru,Ngāti Whātua o Ōrākei,Ngāti Tamaoho,Ngāti Tamaterā,Ngāi Tai ki Tāmaki,Ngāti Hako,Te Ākitai Waiohua | 2 | 2 | 2 | 2016 | CCTV Footage Review Log South_Latest.xls | no | 1 | 1 | 2 | CCTV Available (0-10 Years Old) & Soil Type Available | 2.1159 | 2 | 2 | 2 | 1 |  | 1 | Aquifer - Auckland Isthmus Volcanic Aquifer | 1 | 0.565 | 0.028152 | Modelled Flow Data Used & Depth Available | 72.1534 | 5
3933 | 4211 | 923074 | 10089946 | 194064 | DSCTB | Castor Bay Branch Sewer TS7A | Gravity | Pipe | Buried | OP | CONC | None | 1962-01-01 |  |  | dwg | NI | Transmission | Legacy | 2 |  |  | 4 | 440 | [5 empty] | 64413 | NA |  | 10.99 |  | WSL |  | Te Kawerau a Maki,Ngāti Whātua,Ngāti Maru,Ngāti Whātua o Ōrākei,Ngāti Tamaoho,Ngāti Manuhiri,Te Patukirikiri,Ngāti Whanaunga,Ngāti Tamaterā,Ngāti Pāoa,Ngāi Tai ki Tāmaki,Ngāti Hako,Te Ākitai Waiohua | 3.1 | 3 | 3 | 2015 | te puna wai | no | 5 | 1 | 3 | CCTV Available (0-10 Years Old) & Soil Type Available | 2.1159 | 2 | 1 | 2 | 1 |  | 1 |  | 1.5 | 0.58 | 0.034456 | Modelled Flow Data Used & Depth Available | 10.9939 | 9
3839 | 4116 | 921877 | 10089951 | 82593958 | DSCTB | Castor Bay Branch Sewer TS7A | Gravity | Pipe | Buried | OP | CONC | None | 1962-01-01 |  |  | dwg | NI | Transmission | Legacy | 2 |  |  | 4 | 440 | ASBUILT | ASBUILT | ASBUILT | ASBUILT | CONS | 64418 | NA |  | 108.98 | ASBUILT | WSL |  | Te Kawerau a Maki,Ngāti Whātua,Ngāti Maru,Ngāti Whātua o Ōrākei,Ngāti Tamaoho,Ngāti Manuhiri,Te Patukirikiri,Ngāti Whanaunga,Ngāti Tamaterā,Ngāti Pāoa,Ngāi Tai ki Tāmaki,Ngāti Hako,Te Ākitai Waiohua | 2.41 | 2 |  |  |  | no | 1 | 1 | 3 | CCTV NOT Available or Over 30 Years Old & Soil Type Available | 2.1159 | 2 | 1 | 2 | 1 |  | 1 | Significant Ecological Area - SEA_T_8255 | 1.5 | 0.58 | 0.034456 | Modelled Flow Data Used & Depth Available | 108.979 | 5
4028 | 4306 | 928469 | 10090304 | 195176 | DSGLF | Glenfield Branch Sewer TS4A | Gravity | Pipe | Buried | OP | CONC | None | 1961-01-01 |  |  | dwg | NI | Transmission | Legacy | 2 |  |  | 4 | 525 | [5 empty] | 64639 | NA |  | 6.07 |  | WSL |  | Te Kawerau a Maki,Ngāti Whātua,Ngāti Maru,Ngāti Whātua o Ōrākei,Ngāti Tamaoho,Ngāti Manuhiri,Te Patukirikiri,Ngāti Whanaunga,Ngāti Tamaterā,Ngāti Pāoa,Ngāi Tai ki Tāmaki,Ngāti Hako,Te Ākitai Waiohua | 2.67 | 3 | 2 | 2016 | te puna wai | no | 5 | 1 | 3 | CCTV Available (0-10 Years Old) & Soil Type Available | 2.1156 | 2 | 1 | 2 | 1 |  | 1 |  | 1.5 | 0.58 | 0.036753 | Modelled Flow Data Used & Depth Available | 6.0662 | 9
1475 | 1575 | 15178 | 10004618 | 193420 | DSB09 | Branch 9 Mt Roskill | Gravity | Pipe | Buried | OP | CONC | None | 1965-06-30 | 50.32 | 49.99 | dwg | WI | Transmission | Legacy | 2 |  |  | 4 | 450 | [5 empty] | 74324 | NA |  | 45 |  | WSL |  | Waikato,Te Kawerau a Maki,Ngāti Whātua,Ngāti Maru,Ngāti Whātua o Ōrākei,Ngāti Tamaoho,Ngāti Tamaterā,Ngāi Tai ki Tāmaki,Ngāti Hako,Te Ākitai Waiohua | 2.27 | 2 | 2 | 2016 | CCTV Footage Review Log South_Latest.xls | no | 5 | 1 | 2 | CCTV Available (0-10 Years Old) & Soil Type Available | 2.1155 | 2 | 2 | 2 | 1 |  | 1 | Aquifer - Auckland Isthmus Volcanic Aquifer | 1 | 0.565 | 0.02755 | Modelled Flow Data Used & Depth Available | 44.9961 | 5
3953 | 4231 | 930640 | 10088287 | 195936 | DSNCP | Northcote Point Branch Sewer TS8A | Gravity | Pipe | Buried | OP | CONC | None | 1965-01-01 |  |  | dwg | NI | Transmission | Legacy | 2 |  |  | 4 | 440 | [5 empty] | 65074 | NA |  | 123.93 |  | WSL |  | Te Kawerau a Maki,Ngāti Whātua,Ngāti Maru,Ngāti Whātua o Ōrākei,Ngāti Tamaoho,Te Patukirikiri,Ngāti Whanaunga,Ngāti Tamaterā,Ngāti Pāoa,Ngāi Tai ki Tāmaki,Ngāti Hako,Te Ākitai Waiohua | 4 | 4 | 4 | 2016 | te puna wai | no | 3 | 3 | 2 | CCTV Available (0-10 Years Old) & Soil Type Available | 2.1152 | 2 | 1 | 2 | 1 |  | 1 |  | 1.5 | 0.58 | 0.039816 | Modelled Flow Data Used & Depth Available | 123.932 | 15
4098 | 4378 | 930642 | 10088288 | 195394 | DSNCP | Northcote Point Branch Sewer TS8A | Gravity | Pipe | Buried | OP | CONC | None | 1965-01-01 |  |  | dwg | NI | Transmission | Legacy | 2 |  |  | 4 | 440 | [5 empty] | 65075 | NA |  | 3.12 |  | WSL |  | Te Kawerau a Maki,Ngāti Whātua,Ngāti Maru,Ngāti Whātua o Ōrākei,Ngāti Tamaoho,Te Patukirikiri,Ngāti Whanaunga,Ngāti Tamaterā,Ngāti Pāoa,Ngāi Tai ki Tāmaki,Ngāti Hako,Te Ākitai Waiohua | 3 | 3 | 3 | 2016 | te puna wai | no | 1 | 1 | 2 | CCTV Available (0-10 Years Old) & Soil Type Available | 2.1152 | 2 | 1 | 2 | 1 |  | 1 |  | 1.5 | 0.58 | 0.039816 | Modelled Flow Data Used & Depth Available | 3.1195 | 9
1478 | 1578 | 15180 | 10004625 | 193572 | DSB09 | Branch 9 Mt Roskill | Gravity | Pipe | Buried | OP | CONC | None | 1965-06-30 | 51.43 | 51.25 | dwg | WI | Transmission | Legacy | 2 |  |  | 4 | 450 | [5 empty] | 74331 | NA |  | 32.41 |  | WSL |  | Waikato,Te Kawerau a Maki,Ngāti Whātua,Ngāti Maru,Ngāti Whātua o Ōrākei,Ngāti Tamaoho,Ngāti Tamaterā,Ngāi Tai ki Tāmaki,Ngāti Hako,Te Ākitai Waiohua | 2 | 2 | 2 | 2016 | CCTV Footage Review Log South_Latest.xls | no | 1 | 1 | 2 | CCTV Available (0-10 Years Old) & Soil Type Available | 2.1149 | 2 | 2 | 2 | 1 |  | 1 | Aquifer - Auckland Isthmus Volcanic Aquifer | 1 | 0.565 | 0.026694 | Modelled Flow Data Used & Depth Available | 32.4117 | 5
1867 | 2042 | 14957 | 10008294 | 197142 | DSSP1 | Sylvia Park Rising Main 1 | Gravity | Pipe | Buried | OP | CONC | None | 1956-06-30 | 10.95 | 10.8 | dwg | EI | Transmission | Legacy | 2 |  |  | 4 | 450 | [5 empty] | 77435 | NA |  | 1.3 |  | WSL |  | Waikato,Te Kawerau a Maki,Ngāti Whātua,Ngāti Maru,Ngāti Whātua o Ōrākei,Ngāti Tamaoho,Ngāti Tamaterā,Ngāti Pāoa,Ngāi Tai ki Tāmaki,Ngāti Hako,Te Ākitai Waiohua | 3 | 3 | 3 | 2021 | CCTV Footage Review Log South_Latest.xls | no | 1 | 3 | 3 | CCTV Available (0-10 Years Old) & Soil Type Available | 2.1147 | 2 | 2 | 2 | 1 |  | 1 |  | 1 | 0.565 | 0.026311 | Modelled Flow Data Used & Depth Available | 1.3048 | 9
1866 | 2041 | 15008 | 10008292 | 197540 | DSSP1 | Sylvia Park Rising Main 1 | Gravity | Pipe | Buried | OP | CONC | None | 1956-06-30 | 10.8 | 10.76 | dwg | EI | Transmission | Legacy | 2 |  |  | 4 | 450 | [5 empty] | 77436 | NA |  | 11.34 |  | WSL |  | Waikato,Te Kawerau a Maki,Ngāti Whātua,Ngāti Maru,Ngāti Whātua o Ōrākei,Ngāti Tamaoho,Ngāti Tamaterā,Ngāti Pāoa,Ngāi Tai ki Tāmaki,Ngāti Hako,Te Ākitai Waiohua | 3 | 3 | 3 | 2021 | CCTV Footage Review Log South_Latest.xls | no | 1 | 3 | 3 | CCTV Available (0-10 Years Old) & Soil Type Available | 2.1147 | 2 | 2 | 2 | 1 |  | 1 |  | 1 | 0.565 | 0.026308 | Modelled Flow Data Used & Depth Available | 11.3432 | 9
2542 | 2764 | 14885 | 10006945 | 195845 | DSONT | Onehunga Tradewaste | Gravity | Pipe | Buried | OP | CONC | None | 1965-06-30 | 6.64 | 6.38 | dwg | WI | Transmission | Legacy | 2 |  |  | 4 | 525 | [5 empty] | 76177 | NA |  | 47.41 |  | WSL |  | Waikato,Te Kawerau a Maki,Ngāti Whātua,Ngāti Maru,Ngāti Whātua o Ōrākei,Ngāti Tamaoho,Ngāti Tamaterā,Ngāti Pāoa,Ngāi Tai ki Tāmaki,Ngāti Hako,Te Ākitai Waiohua | 2.17 | 2 | 2 | 2018 | CCTV Footage Review Log South_Latest.xls | yes | 3 | 3 | 2 | CCTV Available (0-10 Years Old) & Soil Type Available | 2.1133 | 2 | 2 | 2 | 1 |  | 1 | Aquifer - Mt Wellington Volcanic Aquifer | 1 | 0.565 | 0.024175 | Modelled Flow Data Used & Depth Available | 47.4089 | 5
727 | 761 | 15061 | 10007888 | 196804 | DSROY | Royal Oak Branch | Gravity | Pipe | Buried | OP | CONC | None | 1978-06-30 | 2.08 | 2.02 | dwg | WI | Transmission | Legacy | 2 |  |  | 4 | 470 | [5 empty] | 77129 | NA |  | 9.37 |  | WSL |  | Waikato,Te Kawerau a Maki,Ngāti Whātua,Ngāti Maru,Ngāti Whātua o Ōrākei,Ngāti Tamaoho,Ngāti Tamaterā,Ngāi Tai ki Tāmaki,Ngāti Hako,Te Ākitai Waiohua | 2.17 | 2 | 2 | 2014 | te puna wai | no | 3 | 3 | 2 | CCTV Available (0-10 Years Old) & Soil Type Available | 2.1133 | 2 | 2 | 2 | 1 |  | 1 |  | 1 | 0.565 | 0.02414 | Modelled Flow Data Used & Depth Available | 9.3737 | 5
2502 | 2720 | 40459 | 10006570 | 195922 | DSMSE | Mangere South East Branch | Gravity | Pipe | Buried | OP | VC | None | 2009-05-05 | 12.55 | 12.13 | dwg | EI | Transmission | DC09028 | 2 |  |  | 4 | 400 | [5 empty] | 75902 | NA |  | 48.72 |  | WSL |  | Waikato,Te Kawerau a Maki,Ngāti Maru,Ngāti Whātua o Ōrākei,Ngāti Tamaoho,Ngāti Tamaterā,Ngāi Tai ki Tāmaki,Ngāti Hako,Te Ākitai Waiohua | 1.15 | 1 | 1 | 2010 | te puna wai | no | 1 | 3 | 1 | CCTV Available (10-20 Years Old) & Soil Type Available | 2.1125 | 2 | 2 | 2 | 1 |  | 1 |  | 1 | 0.565 | 0.022991 | Modelled Flow Data Used & Depth Available | 48.7229 | 2
857 | 897 | 16084 | 10007395 | 196334 | DSOTR | Otara Relief Branch | Gravity | Pipe | Buried | OP | GRP | None | 1986-06-30 | 3.26 | 3.18 | dwg | SI | Transmission | Legacy | 2 |  |  | 4 | 500 | [5 empty] | 76553 | NA |  | 3.88 |  | WSL |  | Waikato,Te Kawerau a Maki,Ngāti Maru,Ngāti Tamaoho,Ngāti Whanaunga,Ngāti Tamaterā,Ngāti Pāoa,Ngāi Tai ki Tāmaki,Ngāti Hako,Te Ākitai Waiohua | 1.15 | 1 | 1 | 2010 | te puna wai | no | 1 | 3 | 1 | CCTV Available (10-20 Years Old) & Soil Type Available | 2.1119 | 2 | 2 | 2 | 1 |  | 1 |  | 1 | 0.565 | 0.022106 | Modelled Flow Data Used & Depth Available | 3.8792 | 2
1755 | 1915 | 15710 | 10006284 | 195239 | DSMAH | Mahia Branch | Gravity | Pipe | Buried | OP | CONC | None | 1969-06-30 | 0.3 | -0.29 | dwg | SI | Transmission | Legacy | 2 |  |  | 4 | 450 | [5 empty] | 75676 | NA |  | 128.72 |  | WSL |  | Waikato,Ngāti Maru,Ngāti Tamaoho,Ngāti Whanaunga,Ngāti Tamaterā,Ngāti Pāoa,Ngāi Tai ki Tāmaki,Ngāti Hako,Te Ākitai Waiohua | 2 | 2 | 2 | 2016 | te puna wai | no | 1 | 1 | 2 | CCTV Available (0-10 Years Old) & Soil Type Available | 2.111 | 2 | 2 | 2 | 1 |  | 1 |  | 1 | 0.565 | 0.020678 | Modelled Flow Data Used & Depth Available | 128.7163 | 5
1754 | 1914 | 15709 | 10006283 | 195769 | DSMAH | Mahia Branch | Gravity | Pipe | Buried | OP | CONC | None | 1969-06-30 | -0.29 | -0.58 | dwg | SI | Transmission | Legacy | 2 |  |  | 4 | 450 | [5 empty] | 75675 | NA |  | 81.02 |  | WSL |  | Waikato,Ngāti Maru,Ngāti Tamaoho,Ngāti Whanaunga,Ngāti Tamaterā,Ngāti Pāoa,Ngāi Tai ki Tāmaki,Ngāti Hako,Te Ākitai Waiohua | 2 | 2 | 2 | 2016 | te puna wai | no | 1 | 1 | 2 | CCTV Available (0-10 Years Old) & Soil Type Available | 2.111 | 2 | 2 | 2 | 1 |  | 1 |  | 1 | 0.565 | 0.020678 | Modelled Flow Data Used & Depth Available | 81.018 | 5
4333 | 4621 | 2626318 | 10084558 | 196471 | DSOTN | Otahuhu North Branch | Gravity | Pipe | Buried | OP | VC | None | 2012-06-25 | 2.35 | 2.3 | dwg | EI | Transmission | T0000618 | 2 |  |  | 4 | 500 | [5 empty] | 76532 | NA |  | 6.54 |  | WSL |  | Waikato,Te Kawerau a Maki,Ngāti Maru,Ngāti Whātua o Ōrākei,Ngāti Tamaoho,Ngāti Tamaterā,Ngāti Pāoa,Ngāi Tai ki Tāmaki,Ngāti Hako,Te Ākitai Waiohua | 3 | 3 | 3 | 2020 | CCTV Footage Review Log South_Latest.xls | no | 5 | 1 | 1 | CCTV Available (0-10 Years Old) & Soil Type Available | 2.1104 | 2 | 2 | 2 | 1 |  | 1 | Mana Whenua - Te To Waka Otahuhu portage , Aquifer - Auckland Isthmus Volcanic Aquifer | 1 | 0.565 | 0.019799 | Modelled Flow Data Used & Depth Available | 6.5443 | 9
2499 | 2717 | 40473 | 10006569 | 195535 | DSMSE | Mangere South East Branch | Gravity | Pipe | Buried | OP | VC | None | 2009-05-05 | 12.13 | 11.1 | dwg | EI | Transmission | DC09028 | 2 |  |  | 4 | 400 | [5 empty] | 75901 | NA |  | 143.78 |  | WSL |  | Waikato,Te Kawerau a Maki,Ngāti Maru,Ngāti Whātua o Ōrākei,Ngāti Tamaoho,Ngāti Tamaterā,Ngāi Tai ki Tāmaki,Ngāti Hako,Te Ākitai Waiohua | 1.15 | 1 | 1 | 2010 | te puna wai | no | 1 | 3 | 1 | CCTV Available (10-20 Years Old) & Soil Type Available | 2.1104 | 2 | 2 | 2 | 1 |  | 1 |  | 1 | 0.565 | 0.019709 | Modelled Flow Data Used & Depth Available | 143.7831 | 2
1582 | 1719 | 17833 | 10007918 | 197000 | DSROY | Royal Oak Branch | Gravity | Pipe | Buried | OP | CONC | None | 2003-12-09 | 48.54 | 48.27 | dwg | WI | Transmission | Legacy | 2 |  |  | 4 | 450 | [5 empty] | 77158 | NA |  | 6.98 |  | WSL |  | Waikato,Te Kawerau a Maki,Ngāti Whātua,Ngāti Maru,Ngāti Whātua o Ōrākei,Ngāti Tamaoho,Ngāti Tamaterā,Ngāi Tai ki Tāmaki,Ngāti Hako,Te Ākitai Waiohua | 3 | 3 | 3 | 2014 | te puna wai | no | 5 | 3 | 1 | CCTV Available (0-10 Years Old) & Soil Type Available | 2.1101 | 2 | 2 | 2 | 1 |  | 1 | Aquifer - Onehunga Volcanic Aquifer | 1 | 0.565 | 0.019349 | Modelled Flow Data Used & Depth Available | 6.9776 | 9
1492 | 1596 | 17824 | 10007879 | 196952 | DSROD | Royal Oak Diversion | Gravity | Pipe | Buried | OP | CONC | None | 2003-12-09 | 46.38 | 46.1 | dwg | WI | Transmission | DC04002 | 2 |  |  | 4 | 525 | [5 empty] | 77125 | NA |  | 3.59 |  | WSL |  | Waikato,Te Kawerau a Maki,Ngāti Whātua,Ngāti Maru,Ngāti Whātua o Ōrākei,Ngāti Tamaoho,Ngāti Tamaterā,Ngāi Tai ki Tāmaki,Ngāti Hako,Te Ākitai Waiohua | 1 | 1 |  |  |  | no | 1 | 1 | 1 | CCTV NOT Available or Over 30 Years Old & Soil Type Available | 2.1098 | 2 | 2 | 2 | 1 |  | 1 | Aquifer - Onehunga Volcanic Aquifer | 1 | 0.565 | 0.018857 | Modelled Flow Data Used & Depth Available | 3.5862 | 2
2515 | 2733 | 15628 | 10007442 | 196651 | DSPAN | Papakura North Branch | Gravity | Pipe | Buried | OP | CONC | None | 1967-06-30 | 4.35 | 4.15 | dwg | SI | Transmission | Legacy | 2 |  |  | 4 | 450 | [5 empty] | 76581 | NA |  | 75.2 |  | WSL |  | Waikato,Ngāti Maru,Ngāti Tamaoho,Ngāti Whanaunga,Ngāti Tamaterā,Ngāti Pāoa,Ngāi Tai ki Tāmaki,Ngāti Hako,Te Ākitai Waiohua | 2 | 2 | 2 | 2005 | te puna wai | no | 1 | 3 | 2 | CCTV Available (10-20 Years Old) & Soil Type Available | 2.1093 | 2 | 2 | 2 | 1 |  | 1 |  | 1 | 0.565 | 0.018107 | Modelled Flow Data Used & Depth Available | 75.2 | 5
2176 | 2384 | 28590 | 10007526 | 196508 | DSPAS | Papakura South Branch | Gravity | Pipe | Buried | OP | PE | None | 2007-05-21 | 12.03 | 10.79 | 0.1s | SI | Transmission | DC07046 | 2 |  |  | 4 | 490 | [5 empty] | 76656 | NA |  | 156.61 |  | WSL |  | Waikato,Ngāti Maru,Ngāti Tamaoho,Ngāti Whanaunga,Ngāti Tamaterā,Ngāti Pāoa,Ngāi Tai ki Tāmaki,Ngāti Hako,Te Ākitai Waiohua | 1.12 | 1 | 1 | 2018 | te puna wai | no | 1 | 3 | 1 | CCTV Available (0-10 Years Old) & Soil Type Available | 2.1091 | 2 | 2 | 2 | 1 |  | 1 |  | 1 | 0.565 | 0.017811 | Modelled Flow Data Used & Depth Available | 156.6128 | 2
2104 | 2305 | 16601 | 10008930 | 197524 | DSTIT | Titirangi Branch | Gravity | Pipe | Buried | OP | CONC | None | 1988-06-30 | 72.4 | 66.06 | dwg | WI | Transmission | Legacy | 2 |  |  | 4 | 375 | [5 empty] | 78079 | NA |  | 87.77 |  | WSL |  | Waikato,Te Kawerau a Maki,Ngāti Whātua,Ngāti Whātua o Ōrākei,Ngāti Tamaoho,Ngāti Tamaterā,Te Ākitai Waiohua | 3 | 3 | 3 | 2001 | te puna wai | no | 1 | 1 | 1 | CCTV Available (20-30 Years Old) & Soil Type Available | 2.1077 | 2 | 3 | 1 | 1 |  | 1 |  | 1 | 0.5 | 0.071804 | Modelled Flow Data Used & Depth Available | 87.7741 | 9
1973 | 2159 | 17827 | 10007880 | 196694 | DSROD | Royal Oak Diversion | Gravity | Pipe | Buried | OP | CONC | None | 2003-12-09 | 46.51 | 46.42 | dwg | WI | Transmission | Legacy | 2 |  |  | 4 | 525 | [5 empty] | 77126 | NA |  | 60.15 |  | WSL |  | Waikato,Te Kawerau a Maki,Ngāti Whātua,Ngāti Maru,Ngāti Whātua o Ōrākei,Ngāti Tamaoho,Ngāti Tamaterā,Ngāi Tai ki Tāmaki,Ngāti Hako,Te Ākitai Waiohua | 2 | 2 | 2 | 2003 | te puna wai | no | 1 | 1 | 1 | CCTV Available (20-30 Years Old) & Soil Type Available | 2.0975 | 2 | 1 | 2 | 1 |  | 1 | Aquifer - Onehunga Volcanic Aquifer | 1 | 0.565 | 0 | Modelled Flow Data Used & Depth Available | 60.1483 | 5
2224 | 2434 | 33101 | 10007591 | 196609 | DSPKV | Park View Branch | Gravity | Pipe | Buried | OP | CONC | None | 2007-08-01 | 29.36 | 28.92 | 0.1s | TE | Transmission | DC08085 | 2 |  |  | 4 | 450 | [5 empty] | 76959 | NA |  | 87.2 |  | WSL |  | Waikato,Ngāti Maru,Ngāti Tamaoho,Ngāti Whanaunga,Ngāti Tamaterā,Ngāti Pāoa,Ngāi Tai ki Tāmaki,Ngāti Hako,Te Ākitai Waiohua | 1.15 | 1 | 1 | 2008 | te puna wai | yes | 1 | 3 | 1 | CCTV Available (10-20 Years Old) & Soil Type Available | 2.0974 | 2 | 1 | 2 | 1 |  | 1 |  | 1 | 0.565 | 0.0014864 | Modelled Flow Data Used & Depth Available | 87.1973 | 2
1858 | 2032 | 17109 | 10006364 | 195259 | DSMAN | Manurewa Branch | Gravity | Pipe | Buried | OP | CONC | None | 1966-06-30 | 21.15 | 20.86 | dwg | SI | Transmission | Legacy | 2 |  |  | 4 | 450 | [5 empty] | 75749 | NA |  | 42 |  | WSL |  | Waikato,Ngāti Maru,Ngāti Tamaoho,Ngāti Whanaunga,Ngāti Tamaterā,Ngāti Pāoa,Ngāi Tai ki Tāmaki,Ngāti Hako,Te Ākitai Waiohua | 3 | 3 | 3 | 1998 | te puna wai | yes | 1 | 1 | 2 | CCTV Available (20-30 Years Old) & Soil Type Available | 2.0974 | 2 | 1 | 2 | 1 |  | 1 |  | 1 | 0.565 | 0.0015282 | Modelled Flow Data Used & Depth Available | 42.0004 | 9
3590 | 3863 | 907948 | 10089433 | 193987 | DSBDD | Birkdale Diversion Branch Sewer TS14A | Gravity | Pipe | Buried | OP | CONC | None | 2009-06-06 | 5.12 | 4.92 | dwg | NI | Transmission | Legacy | 2 |  |  | 4 | 450 | [5 empty] | 64139 | NA |  | 2.8 |  | WSL |  | Te Kawerau a Maki,Ngāti Whātua,Ngāti Maru,Ngāti Whātua o Ōrākei,Ngāti Tamaoho,Ngāti Manuhiri,Ngāti Whanaunga,Ngāti Tamaterā,Ngāti Pāoa,Ngāi Tai ki Tāmaki,Ngāti Hako,Te Ākitai Waiohua | 1 | 1 |  |  | CCTV app | yes | 1 | 1 | 1 | CCTV NOT Available or Over 30 Years Old & Soil Type Available | 2.0973 | 2 | 1 | 2 | 1 |  | 1 |  | 1 | 0.565 | 0.0022971 | Modelled Flow Data Used & Depth Available | 2.8028 | 2
2278 | 2489 | 33097 | 10007588 | 196405 | DSPKV | Park View Branch | Gravity | Pipe | Buried | OP | CONC | None | 2007-08-01 | 27.15 | 25.33 | 0.1s | TE | Transmission | DC08085 | 2 |  |  | 4 | 450 | [5 empty] | 76956 | NA |  | 173.71 |  | WSL |  | Waikato,Ngāti Maru,Ngāti Tamaoho,Ngāti Whanaunga,Ngāti Tamaterā,Ngāti Pāoa,Ngāi Tai ki Tāmaki,Ngāti Hako,Te Ākitai Waiohua | 1.15 | 1 | 1 | 2008 | te puna wai | yes | 1 | 3 | 1 | CCTV Available (10-20 Years Old) & Soil Type Available | 2.0972 | 2 | 1 | 2 | 1 |  | 1 |  | 1 | 0.565 | 0.0026414 | Modelled Flow Data Used & Depth Available | 173.7069 | 2
2223 | 2433 | 33088 | 10007589 | 196757 | DSPKV | Park View Branch | Gravity | Pipe | Buried | OP | CONC | None | 2007-08-01 | 28.33 | 27.2 | 0.1s | TE | Transmission | DC08085 | 2 |  |  | 4 | 450 | [5 empty] | 76957 | NA |  | 110.33 |  | WSL |  | Waikato,Ngāti Maru,Ngāti Tamaoho,Ngāti Whanaunga,Ngāti Tamaterā,Ngāti Pāoa,Ngāi Tai ki Tāmaki,Ngāti Hako,Te Ākitai Waiohua | 1.15 | 1 | 1 | 2008 | te puna wai | yes | 1 | 3 | 1 | CCTV Available (10-20 Years Old) & Soil Type Available | 2.0972 | 2 | 1 | 2 | 1 |  | 1 |  | 1 | 0.565 | 0.0026446 | Modelled Flow Data Used & Depth Available | 110.3307 | 2
2221 | 2431 | 33091 | 10007590 | 196263 | DSPKV | Park View Branch | Gravity | Pipe | Buried | OP | CONC | None | 2007-08-01 | 28.87 | 28.38 | 0.1s | TE | Transmission | DC08085 | 2 |  |  | 4 | 450 | [5 empty] | 76958 | NA |  | 52.49 |  | WSL |  | Waikato,Ngāti Maru,Ngāti Tamaoho,Ngāti Whanaunga,Ngāti Tamaterā,Ngāti Pāoa,Ngāi Tai ki Tāmaki,Ngāti Hako,Te Ākitai Waiohua | 1.15 | 1 | 1 | 2008 | te puna wai | yes | 1 | 3 | 1 | CCTV Available (10-20 Years Old) & Soil Type Available | 2.0972 | 2 | 1 | 2 | 1 |  | 1 |  | 1 | 0.565 | 0.0026446 | Modelled Flow Data Used & Depth Available | 52.4948 | 2
1294 | 1384 | 16819 | 10008687 | 197682 | DSTEA | Te Atatu Branch | Gravity | Pipe | Buried | OP | CONC | None | 1993-05-31 | 15.6 | 15.38 | dwg | WI | Transmission | Legacy | 2 |  |  | 4 | 450 | [5 empty] | 77872 | NA |  | 129.11 |  | WSL |  | Te Kawerau a Maki,Ngāti Whātua,Ngāti Whātua o Ōrākei,Ngāti Tamaoho,Ngāti Tamaterā,Te Ākitai Waiohua | 2 | 2 | 2 | 2015 | CCTV Footage Review Log South_Latest.xls | no | 1 | 1 | 1 | CCTV Available (0-10 Years Old) & Soil Type Available | 2.0971 | 2 | 1 | 2 | 1 |  | 1 |  | 1 | 0.565 | 0.0035905 | Modelled Flow Data Used & Depth Available | 129.1074 | 5
1296 | 1386 | 16821 | 10008689 | 197285 | DSTEA | Te Atatu Branch | Gravity | Pipe | Buried | OP | CONC | None | 1993-05-31 | 16.13 | 15.73 | dwg | WI | Transmission | Legacy | 2 |  |  | 4 | 450 | [5 empty] | 77874 | NA |  | 170.2 |  | WSL |  | Te Kawerau a Maki,Ngāti Whātua,Ngāti Whātua o Ōrākei,Ngāti Tamaoho,Ngāti Tamaterā,Te Ākitai Waiohua | 2 | 2 | 2 | 2015 | CCTV Footage Review Log South_Latest.xls | no | 1 | 1 | 1 | CCTV Available (0-10 Years Old) & Soil Type Available | 2.0971 | 2 | 1 | 2 | 1 |  | 1 |  | 1 | 0.565 | 0.0035938 | Modelled Flow Data Used & Depth Available | 170.2049 | 5
1295 | 1385 | 16820 | 10008688 | 196942 | DSTEA | Te Atatu Branch | Gravity | Pipe | Buried | OP | CONC | None | 1993-05-31 | 15.69 | 15.61 | dwg | WI | Transmission | Legacy | 2 |  |  | 4 | 450 | [5 empty] | 77873 | NA |  | 23.49 |  | WSL |  | Te Kawerau a Maki,Ngāti Whātua,Ngāti Whātua o Ōrākei,Ngāti Tamaoho,Ngāti Tamaterā,Te Ākitai Waiohua | 2 | 2 | 2 | 2015 | CCTV Footage Review Log South_Latest.xls | no | 1 | 1 | 1 | CCTV Available (0-10 Years Old) & Soil Type Available | 2.0971 | 2 | 1 | 2 | 1 |  | 1 |  | 1 | 0.565 | 0.0035938 | Modelled Flow Data Used & Depth Available | 23.4872 | 5
990 | 1046 | 16455 | 10006192 | 195587 | DSKEL | Kelston Branch | Gravity | Pipe | Buried | OP | CONC | None | 1967-06-30 | 9.07 | 8.82 | dwg | WI | Transmission | Legacy | 2 |  |  | 4 | 450 | [5 empty] | 75596 | NA |  | 102.04 |  | WSL |  | Te Kawerau a Maki,Ngāti Whātua,Ngāti Whātua o Ōrākei,Ngāti Tamaoho,Ngāti Tamaterā,Te Ākitai Waiohua | 3 | 3 | 3 | 2017 | CCTV Footage Review Log South_Latest.xls | no | 1 | 3 | 2 | CCTV Available (0-10 Years Old) & Soil Type Available | 2.0968 | 2 | 1 | 2 | 1 |  | 1 |  | 1 | 0.565 | 0.0075832 | Modelled Flow Data Used & Depth Available | 102.0418 | 9
2752 | 2994 | 17528 | 10004784 | 193601 | DSB3A | Branch 3A Parnell | Gravity | Pipe | Buried | OP | VC | None | 1911-06-30 |  |  | dwg | OM | Transmission | Legacy | 2 |  |  | 4 | 225 | [5 empty] | 74387 | NA |  | 7.85 |  | WSL |  | Waikato,Te Kawerau a Maki,Ngāti Whātua,Ngāti Maru,Ngāti Whātua o Ōrākei,Ngāti Tamaoho,Te Patukirikiri,Ngāti Tamaterā,Ngāti Pāoa,Ngāi Tai ki Tāmaki,Ngāti Hako,Te Ākitai Waiohua | 2.79 | 3 | 1 | 2010 | te puna wai | yes | 3 | 1 | 4 | CCTV Available (10-20 Years Old) & Soil Type Available | 2.0966 | 2 | 3 | 1 | 1 |  | 1 | Significant Ecological Area - SEA_T_6171 | 1.5 | 0.515 | 0.050181 | Modelled Flow Data Used & Depth Available | 7.8549 | 9
2492 | 2710 | 40482 | 10006563 | 195378 | DSMSE | Mangere South East Branch | Gravity | Pipe | Buried | OP | CONC | None | 2009-05-05 | 9.03 | 8.83 | 0.1s | EI | Transmission | DC09028 | 2 |  |  | 4 | 470 | [5 empty] | 75895 | NA |  | 52.43 |  | WSL |  | Waikato,Te Kawerau a Maki,Ngāti Maru,Ngāti Whātua o Ōrākei,Ngāti Tamaoho,Ngāti Tamaterā,Ngāi Tai ki Tāmaki,Ngāti Hako,Te Ākitai Waiohua | 1.15 | 1 | 1 | 2010 | te puna wai | no | 1 | 3 | 1 | CCTV Available (10-20 Years Old) & Soil Type Available | 2.0965 | 2 | 1 | 2 | 1 |  | 1 |  | 1 | 0.565 | 0.010524 | Modelled Flow Data Used & Depth Available | 52.4327 | 2
2495 | 2713 | 40453 | 10006564 | 196076 | DSMSE | Mangere South East Branch | Gravity | Pipe | Buried | OP | CONC | None | 2009-05-05 | 9.09 | 9.03 | 0.1s | EI | Transmission | DC09028 | 2 |  |  | 4 | 470 | [5 empty] | 75896 | NA |  | 104.27 |  | WSL |  | Waikato,Te Kawerau a Maki,Ngāti Maru,Ngāti Whātua o Ōrākei,Ngāti Tamaoho,Ngāti Tamaterā,Ngāi Tai ki Tāmaki,Ngāti Hako,Te Ākitai Waiohua | 1.15 | 1 | 1 | 2010 | te puna wai | no | 1 | 3 | 1 | CCTV Available (10-20 Years Old) & Soil Type Available | 2.0965 | 2 | 1 | 2 | 1 |  | 1 |  | 1 | 0.565 | 0.010714 | Modelled Flow Data Used & Depth Available | 104.2667 | 2
2788 | 3035 | 15798 | 10006325 | 195778 | DSMAN | Manurewa Branch | Gravity | Pipe | Buried | OP | CONC | None | 1966-06-30 | 5.84 | 5.36 | dwg | SI | Transmission | Legacy | 2 |  |  | 4 | 450 | [5 empty] | 75716 | NA |  | 38.83 |  | WSL |  | Waikato,Ngāti Maru,Ngāti Tamaoho,Ngāti Whanaunga,Ngāti Tamaterā,Ngāti Pāoa,Ngāi Tai ki Tāmaki,Ngāti Hako,Te Ākitai Waiohua | 3 | 3 | 3 | 2009 | te puna wai | yes | 3 | 3 | 2 | CCTV Available (10-20 Years Old) & Soil Type Available | 2.0965 | 2 | 1 | 2 | 1 |  | 1 |  | 1 | 0.565 | 0.010768 | Modelled Flow Data Used & Depth Available | 38.8287 | 9
1752 | 1911 | 15799 | 10006326 | 195250 | DSMAN | Manurewa Branch | Gravity | Pipe | Buried | OP | CONC | None | 1966-06-30 | 6.1 | 5.84 | dwg | SI | Transmission | Legacy | 2 |  |  | 4 | 470 | [5 empty] | 75717 | NA |  | 14.34 |  | WSL |  | Waikato,Ngāti Maru,Ngāti Tamaoho,Ngāti Whanaunga,Ngāti Tamaterā,Ngāti Pāoa,Ngāi Tai ki Tāmaki,Ngāti Hako,Te Ākitai Waiohua | 1.93 | 2 | 1 | 2013 | te puna wai | yes | 3 | 3 | 2 | CCTV Available (10-20 Years Old) & Soil Type Available | 2.0965 | 2 | 1 | 2 | 1 |  | 1 |  | 1 | 0.565 | 0.010768 | Modelled Flow Data Used & Depth Available | 14.3364 | 5
916 | 966 | 17580 | 10005196 | 194404 | DSCHP | Chapel Branch | Gravity | Pipe | Buried | OP | CONC | None | 1998-01-10 | 15.11 | 14.91 | 0.1s | TE | Transmission | Legacy | 2 |  |  | 4 | 525 | [5 empty] | 74680 | NA |  | 88.19 |  | WSL |  | Waikato,Ngāti Maru,Ngāti Tamaoho,Ngāti Whanaunga,Ngāti Tamaterā,Ngāti Pāoa,Ngāi Tai ki Tāmaki,Ngāti Hako,Te Ākitai Waiohua | 1.97 | 2 |  |  |  | no | 5 | 3 | 1 | CCTV NOT Available or Over 30 Years Old & Soil Type Available | 2.0962 | 2 | 1 | 2 | 1 |  | 1 |  | 1 | 0.565 | 0.012834 | Modelled Flow Data Used & Depth Available | 88.1897 | 5
2497 | 2715 | 40452 | 10006565 | 195534 | DSMSE | Mangere South East Branch | Gravity | Pipe | Buried | OP | CONC | None | 2009-05-05 | 9.51 | 9.09 | 0.1s | EI | Transmission | DC09028 | 2 |  |  | 4 | 470 | [5 empty] | 75897 | NA |  | 88.85 |  | WSL |  | Waikato,Te Kawerau a Maki,Ngāti Maru,Ngāti Whātua o Ōrākei,Ngāti Tamaoho,Ngāti Tamaterā,Ngāi Tai ki Tāmaki,Ngāti Hako,Te Ākitai Waiohua | 1.15 | 1 | 1 | 2010 | te puna wai | no | 1 | 3 | 1 | CCTV Available (10-20 Years Old) & Soil Type Available | 2.0962 | 2 | 1 | 2 | 1 |  | 1 |  | 1 | 0.565 | 0.013062 | Modelled Flow Data Used & Depth Available | 88.8479 | 2
2498 | 2716 | 40469 | 10006566 | 195921 | DSMSE | Mangere South East Branch | Gravity | Pipe | Buried | OP | CONC | None | 2009-05-05 | 9.84 | 9.51 | 0.1s | EI | Transmission | DC09028 | 2 |  |  | 4 | 470 | [5 empty] | 75898 | NA |  | 87.84 |  | WSL |  | Waikato,Te Kawerau a Maki,Ngāti Maru,Ngāti Whātua o Ōrākei,Ngāti Tamaoho,Ngāti Tamaterā,Ngāi Tai ki Tāmaki,Ngāti Hako,Te Ākitai Waiohua | 1.15 | 1 | 1 | 2010 | te puna wai | no | 1 | 3 | 1 | CCTV Available (10-20 Years Old) & Soil Type Available | 2.0961 | 2 | 1 | 2 | 1 |  | 1 |  | 1 | 0.565 | 0.014803 | Modelled Flow Data Used & Depth Available | 87.8384 | 2
2518 | 2736 | 15590 | 10006222 | 195076 | DSKOH | Kohimarama Branch | Gravity | Pipe | Buried | OP | CONC | None | 1968-06-30 | 0.88 | 0.63 | dwg | EI | Transmission | Legacy | 2 |  |  | 4 | 470 | [5 empty] | 75623 | NA |  | 102.3 |  | WSL |  | Waikato,Te Kawerau a Maki,Ngāti Whātua,Ngāti Maru,Ngāti Whātua o Ōrākei,Ngāti Tamaoho,Te Patukirikiri,Ngāti Whanaunga,Ngāti Tamaterā,Ngāti Pāoa,Ngāi Tai ki Tāmaki,Ngāti Hako,Te Ākitai Waiohua | 3 | 3 | 3 | 2021 | CCTV Footage Review Log South_Latest.xls | no | 5 | 1 | 2 | CCTV Available (0-10 Years Old) & Soil Type Available | 2.096 | 2 | 1 | 2 | 1 |  | 1 |  | 1 | 0.565 | 0.015382 | Modelled Flow Data Used & Depth Available | 102.3006 | 9
2177 | 2385 | 28592 | 10007525 | 196238 | DSPAS | Papakura South Branch | Gravity | Pipe | Buried | OP | PE | None | 2007-05-21 | 10.74 | 9.95 | 0.1s | SI | Transmission | DC07046 | 2 |  |  | 4 | 490 | [5 empty] | 76655 | NA |  | 118.5 |  | WSL |  | Waikato,Ngāti Maru,Ngāti Tamaoho,Ngāti Whanaunga,Ngāti Tamaterā,Ngāti Pāoa,Ngāi Tai ki Tāmaki,Ngāti Hako,Te Ākitai Waiohua | 1.12 | 1 | 1 | 2018 | te puna wai | no | 1 | 3 | 1 | CCTV Available (0-10 Years Old) & Soil Type Available | 2.096 | 2 | 1 | 2 | 1 |  | 1 |  | 1 | 0.565 | 0.015511 | Modelled Flow Data Used & Depth Available | 118.5029 | 2
2316 | 2527 | 15138 | 10004410 | 193451 | DSB07 | Branch 7 Arch Hill | Gravity | Pipe | Buried | OP | CONC | None | 1976-06-30 | 24.41 | 24 | dwg | OM | Transmission | Legacy | 2 |  |  | 4 | 525 | [5 empty] | 74183 | NA |  | 74.22 |  | WSL |  | Te Kawerau a Maki,Ngāti Whātua,Ngāti Maru,Ngāti Whātua o Ōrākei,Ngāti Tamaoho,Te Patukirikiri,Ngāti Tamaterā,Ngāti Pāoa,Ngāi Tai ki Tāmaki,Ngāti Hako,Te Ākitai Waiohua | 2 | 2 | 2 | 2016 | te puna wai | no | 1 | 1 | 2 | CCTV Available (0-10 Years Old) & Soil Type Available | 2.096 | 2 | 1 | 2 | 1 |  | 1 |  | 1 | 0.565 | 0.01552 | Modelled Flow Data Used & Depth Available | 74.2175 | 5
1857 | 2031 | 15908 | 10006363 | 195787 | DSMAN | Manurewa Branch | Gravity | Pipe | Buried | OP | CONC | None | 1966-06-30 | 20.86 | 20.2 | dwg | SI | Transmission | Legacy | 2 |  |  | 4 | 450 | [5 empty] | 75748 | NA |  | 97.71 |  | WSL |  | Waikato,Ngāti Maru,Ngāti Tamaoho,Ngāti Whanaunga,Ngāti Tamaterā,Ngāti Pāoa,Ngāi Tai ki Tāmaki,Ngāti Hako,Te Ākitai Waiohua | 3 | 3 | 3 | 2010 | te puna wai | yes | 1 | 1 | 2 | CCTV Available (10-20 Years Old) & Soil Type Available | 2.096 | 2 | 1 | 2 | 1 |  | 1 |  | 1 | 0.565 | 0.015636 | Modelled Flow Data Used & Depth Available | 97.7076 | 9
2500 | 2718 | 40454 | 10006567 | 195379 | DSMSE | Mangere South East Branch | Gravity | Pipe | Buried | OP | VC | None | 2009-05-05 | 10 | 10.42 | 0.1s | EI | Transmission | DC09028 | 2 |  |  | 4 | 400 | [5 empty] | 75899 | NA |  | 10.36 |  | WSL |  | Waikato,Te Kawerau a Maki,Ngāti Maru,Ngāti Whātua o Ōrākei,Ngāti Tamaoho,Ngāti Tamaterā,Ngāi Tai ki Tāmaki,Ngāti Hako,Te Ākitai Waiohua | 1.15 | 1 | 1 | 2010 | te puna wai | no | 1 | 3 | 1 | CCTV Available (10-20 Years Old) & Soil Type Available | 2.0959 | 2 | 1 | 2 | 1 |  | 1 |  | 1 | 0.565 | 0.016293 | Modelled Flow Data Used & Depth Available | 10.3648 | 2
2494 | 2712 | 40456 | 10006568 | 196077 | DSMSE | Mangere South East Branch | Gravity | Pipe | Buried | OP | VC | None | 2009-05-05 | 11.1 | 10 | 0.1s | EI | Transmission | DC09028 | 2 |  |  | 4 | 400 | [5 empty] | 75900 | NA |  | 156.66 |  | WSL |  | Waikato,Te Kawerau a Maki,Ngāti Maru,Ngāti Whātua o Ōrākei,Ngāti Tamaoho,Ngāti Tamaterā,Ngāi Tai ki Tāmaki,Ngāti Hako,Te Ākitai Waiohua | 1.15 | 1 | 1 | 2010 | te puna wai | no | 1 | 3 | 1 | CCTV Available (10-20 Years Old) & Soil Type Available | 2.0959 | 2 | 1 | 2 | 1 |  | 1 |  | 1 | 0.565 | 0.01635 | Modelled Flow Data Used & Depth Available | 156.6552 | 2
2105 | 2306 | 16602 | 10008929 | 197719 | DSTIT | Titirangi Branch | Gravity | Pipe | Buried | OP | CONC | None | 1988-06-30 | 66.06 | 60.65 | dwg | WI | Transmission | Legacy | 2 |  |  | 4 | 375 | [5 empty] | 78078 | NA |  | 75.25 |  | WSL |  | Waikato,Te Kawerau a Maki,Ngāti Whātua,Ngāti Whātua o Ōrākei,Ngāti Tamaoho,Ngāti Tamaterā,Te Ākitai Waiohua | 3 | 3 | 3 | 2001 | te puna wai | no | 1 | 1 | 1 | CCTV Available (20-30 Years Old) & Soil Type Available | 2.0951 | 2 | 3 | 1 | 1 |  | 1 |  | 1 | 0.5 | 0.063426 | Modelled Flow Data Used & Depth Available | 75.2514 | 9
2106 | 2307 | 16603 | 10008928 | 197126 | DSTIT | Titirangi Branch | Gravity | Pipe | Buried | OP | CONC | None | 1988-06-30 | 60.65 | 56.25 | dwg | WI | Transmission | Legacy | 2 |  |  | 4 | 375 | [5 empty] | 78077 | NA |  | 60.68 |  | WSL |  | Waikato,Te Kawerau a Maki,Ngāti Whātua,Ngāti Whātua o Ōrākei,Ngāti Tamaoho,Ngāti Tamaterā,Te Ākitai Waiohua | 3 | 3 | 3 | 2010 | te puna wai | no | 1 | 1 | 1 | CCTV Available (10-20 Years Old) & Soil Type Available | 2.0938 | 2 | 3 | 1 | 1 |  | 1 |  | 1 | 0.5 | 0.062526 | Modelled Flow Data Used & Depth Available | 60.6798 | 9
2107 | 2308 | 16604 | 10008927 | 197321 | DSTIT | Titirangi Branch | Gravity | Pipe | Buried | OP | CONC | None | 1988-06-30 | 56.1 | 47.52 | dwg | WI | Transmission | Legacy | 2 |  |  | 4 | 375 | [5 empty] | 78076 | NA |  | 118.18 |  | WSL |  | Waikato,Te Kawerau a Maki,Ngāti Whātua,Ngāti Whātua o Ōrākei,Ngāti Tamaoho,Ngāti Tamaterā,Te Ākitai Waiohua | 4 | 4 | 4 | 2010 | te puna wai | no | 1 | 1 | 1 | CCTV Available (10-20 Years Old) & Soil Type Available | 2.0916 | 2 | 3 | 1 | 1 |  | 1 |  | 1 | 0.5 | 0.061046 | Modelled Flow Data Used & Depth Available | 118.1793 | 15
2108 | 2309 | 16605 | 10008926 | 197523 | DSTIT | Titirangi Branch | Gravity | Pipe | Buried | OP | CONC | None | 1988-06-30 | 47.52 | 44.22 | dwg | WI | Transmission | Legacy | 2 |  |  | 4 | 375 | [5 empty] | 78075 | NA |  | 85.26 |  | WSL |  | Waikato,Te Kawerau a Maki,Ngāti Whātua,Ngāti Whātua o Ōrākei,Ngāti Tamaoho,Ngāti Tamaterā,Te Ākitai Waiohua | 4 | 4 | 4 | 2010 | te puna wai | no | 1 | 1 | 1 | CCTV Available (10-20 Years Old) & Soil Type Available | 2.0909 | 2 | 3 | 1 | 1 |  | 1 |  | 1 | 0.5 | 0.060573 | Modelled Flow Data Used & Depth Available | 85.262 | 15
2690 | 2926 | 26279 | 10007351 | 196327 | DSOTN | Otahuhu North Branch | Gravity | Pipe | Buried | OP | VC | None | 2005-12-02 | 17.36 | 15.95 | 0.1s | EI | Transmission | DC06034 | 2 |  |  | 4 | 300 | [5 empty] | 76528 | NA |  | 49.3 |  | WSL |  | Waikato,Te Kawerau a Maki,Ngāti Maru,Ngāti Whātua o Ōrākei,Ngāti Tamaoho,Ngāti Tamaterā,Ngāti Pāoa,Ngāi Tai ki Tāmaki,Ngāti Hako,Te Ākitai Waiohua | 3 | 3 | 3 | 2020 | CCTV Footage Review Log South_Latest.xls | no | 1 | 1 | 1 | CCTV Available (0-10 Years Old) & Soil Type Available | 2.0599 | 2 | 3 | 1 | 1 |  | 1 | Aquifer - Auckland Isthmus Volcanic Aquifer | 1 | 0.5 | 0.039937 | Modelled Flow Data Used & Depth Available | 49.3 | 9
3607 | 3880 | 942600 | 10088158 | 195762 | DSLGB | Long Bay Branch Sewer TS31 | Gravity | Pipe | Buried | OP | PE | None | 2011-04-21 | 28.24 | 20.58 | dwg | NI | Transmission | R0002755 | 2 |  |  | 4 | 355 | [5 empty] | 64989 | NA |  | 159.38 |  | WSL |  | Te Kawerau a Maki,Ngāti Whātua,Ngāti Maru,Ngāti Whātua o Ōrākei,Ngāti Tamaoho,Ngāti Manuhiri,Te Patukirikiri,Ngāti Whanaunga,Ngāti Tamaterā,Ngāti Pāoa,Ngāi Tai ki Tāmaki,Ngāti Hako,Te Ākitai Waiohua | 1.59 | 2 |  |  |  | no | 3 | 3 | 1 | CCTV NOT Available or Over 30 Years Old & Soil Type Not Available | 2.0396 | 2 | 2 | 1 | 1 |  | 1 |  | 1 | 0.5 | 0.052833 | Modelled Flow Data Used & Depth Available | 159.3784 | 5
3596 | 3869 | 942598 | 10088160 | 195612 | DSLGB | Long Bay Branch Sewer TS31 | Gravity | Pipe | Buried | OP | PE | None | 2011-04-21 | 42.33 | 36.6 | dwg | NI | Transmission | Legacy | 2 |  |  | 4 | 355 | [5 empty] | 64991 | NA |  | 128.91 |  | WSL |  | Te Kawerau a Maki,Ngāti Whātua,Ngāti Maru,Ngāti Whātua o Ōrākei,Ngāti Tamaoho,Ngāti Manuhiri,Te Patukirikiri,Ngāti Whanaunga,Ngāti Tamaterā,Ngāti Pāoa,Ngāi Tai ki Tāmaki,Ngāti Hako,Te Ākitai Waiohua | 1.59 | 2 |  |  |  | no | 3 | 3 | 1 | CCTV NOT Available or Over 30 Years Old & Soil Type Not Available | 2.0396 | 2 | 2 | 1 | 1 |  | 1 |  | 1 | 0.5 | 0.052833 | Modelled Flow Data Used & Depth Available | 128.9123 | 5
3569 | 3842 | 942599 | 10088159 | 195232 | DSLGB | Long Bay Branch Sewer TS31 | Gravity | Pipe | Buried | OP | PE | None | 2011-04-21 | 36.6 | 28.24 | dwg | NI | Transmission | R0002755 | 2 |  |  | 4 | 355 | [5 empty] | 64990 | NA |  | 116.16 |  | WSL |  | Te Kawerau a Maki,Ngāti Whātua,Ngāti Maru,Ngāti Whātua o Ōrākei,Ngāti Tamaoho,Ngāti Manuhiri,Te Patukirikiri,Ngāti Whanaunga,Ngāti Tamaterā,Ngāti Pāoa,Ngāi Tai ki Tāmaki,Ngāti Hako,Te Ākitai Waiohua | 1.59 | 2 |  |  |  | no | 3 | 3 | 1 | CCTV NOT Available or Over 30 Years Old & Soil Type Not Available | 2.0396 | 2 | 2 | 1 | 1 |  | 1 |  | 1 | 0.5 | 0.052833 | Modelled Flow Data Used & Depth Available | 116.1606 | 5
1966 | 2151 | 24933 | 10008706 | 197089 | DSTEN | Te Atatu North Branch | Gravity | Pipe | Buried | OP | CONC | None | 1966-06-30 | 3.33 |  | dwg | WI | Transmission | Legacy | 2 |  |  | 4 | 381 | [5 empty] | 77882 | NA |  | 9.75 |  | WSL |  | Te Kawerau a Maki,Ngāti Whātua,Ngāti Whātua o Ōrākei,Ngāti Tamaoho,Ngāti Tamaterā,Te Ākitai Waiohua | 1.41 | 1 | 1 | 2014 | te puna wai | no | 1 | 1 | 2 | CCTV Available (0-10 Years Old) & Soil Type Available | 2.0381 | 2 | 2 | 1 | 1 |  | 1 |  | 1.5 | 0.515 | 0.021395 | Modelled Flow Data Used & Depth Available | 9.7478 | 2
1964 | 2149 | 24934 | 10099279 | 197093 | DSTEN | Te Atatu North Branch | Gravity | Pipe | Exposed | OP | PVC-U | None | 1998-06-30 | 3.14 |  | dwg | WI | Transmission | Legacy | 2 |  |  | 4 | 390 | [5 empty] | 77880 | NA |  | 11.9 |  | WSL |  | Te Kawerau a Maki,Ngāti Whātua,Ngāti Whātua o Ōrākei,Ngāti Tamaoho,Ngāti Tamaterā,Te Ākitai Waiohua | 1.38 | 1 |  |  |  | no | 3 | 1 | 1 | CCTV NOT Available or Over 30 Years Old & Soil Type Available | 2.0381 | 2 | 2 | 1 | 1 |  | 1 | Significant Ecological Area - SEA_T_3377 | 1.5 | 0.515 | 0.021392 | Modelled Flow Data Used & Depth Available | 11.9013 | 2
1962 | 2147 | 24932 | 10008704 | 196943 | DSTEN | Te Atatu North Branch | Gravity | Pipe | Piered | OP | CONC | None | 1966-06-30 | 3.01 |  | dwg | WI | Transmission | Legacy | 2 |  |  | 4 | 381 | [5 empty] | 77878 | NA |  | 9.1 |  | WSL |  | Te Kawerau a Maki,Ngāti Whātua,Ngāti Whātua o Ōrākei,Ngāti Tamaoho,Ngāti Tamaterā,Te Ākitai Waiohua | 1.78 | 2 | 1 | 2013 | te puna wai | no | 3 | 1 | 2 | CCTV Available (10-20 Years Old) & Soil Type Available | 2.0381 | 2 | 2 | 1 | 1 |  | 1 | Significant Ecological Area - SEA-M2-55a | 1.5 | 0.515 | 0.021389 | Modelled Flow Data Used & Depth Available | 9.102 | 5
953 | 1007 | 32347 | 10009611 | 197403 | DSWYN | Weymouth North Branch | Gravity | Pipe | Buried | OP | PVC-U | None | 1997-06-10 |  |  | dwg | SW | Transmission | Legacy | 2 |  |  | 4 | 310 | [5 empty] | 78678 | NA |  | 19.36 |  | WSL |  | Waikato,Te Kawerau a Maki,Ngāti Maru,Ngāti Tamaoho,Ngāti Whanaunga,Ngāti Tamaterā,Ngāi Tai ki Tāmaki,Ngāti Hako,Te Ākitai Waiohua | 1 | 1 |  |  |  | no | 1 | 1 | 1 | CCTV NOT Available or Over 30 Years Old & Soil Type Available | 2.0368 | 2 | 2 | 1 | 1 |  | 1 |  | 1.5 | 0.515 | 0.019603 | Modelled Flow Data Used & Depth Available | 19.3639 | 2
1284 | 1373 | 24956 | 10008709 | 197287 | DSTEN | Te Atatu North Branch | Gravity | Pipe | Buried | OP | CLS | None | 1997-12-03 |  |  | dwg | WI | Transmission | DU3010 | 2 |  |  | 4 | 390 | [5 empty] | 77887 | NA |  | 1.85 |  | WSL |  | Te Kawerau a Maki,Ngāti Whātua,Ngāti Whātua o Ōrākei,Ngāti Tamaoho,Ngāti Tamaterā,Te Ākitai Waiohua | 1.66 | 2 | 1 | 2013 | te puna wai | no | 1 | 3 | 2 | CCTV Available (10-20 Years Old) & Soil Type Available | 2.0357 | 2 | 2 | 1 | 1 |  | 1 | Significant Ecological Area - SEA_T_3377 | 1.5 | 0.515 | 0.018139 | Modelled Flow Data Used & Depth Available | 1.8482 | 5
3390 | 3659 | 930796 | 10088030 | 195416 | DSHLC | Hillcrest Branch Sewer TS15 | Gravity | Pipe | Buried | OP | CONC | None | 1960-01-01 |  |  | dwg | NI | Transmission | Legacy | 2 |  |  | 4 | 355 | [5 empty] | 64894 | NA |  | 120.89 |  | WSL |  | Te Kawerau a Maki,Ngāti Whātua,Ngāti Maru,Ngāti Whātua o Ōrākei,Ngāti Tamaoho,Ngāti Manuhiri,Te Patukirikiri,Ngāti Whanaunga,Ngāti Tamaterā,Ngāti Pāoa,Ngāi Tai ki Tāmaki,Ngāti Hako,Te Ākitai Waiohua | 3 | 3 | 3 | 2016 | te puna wai | yes | 1 | 3 | 3 | CCTV Available (0-10 Years Old) & Soil Type Available | 2.0225 | 2 | 1 | 1 | 1 |  | 1 |  | 1.5 | 0.515 | 0 | Modelled Flow Data Used & Depth Available | 120.8876 | 9
3801 | 4077 | 913779 | 10088029 | 194815 | DSHLC | Hillcrest Branch Sewer TS15 | Gravity | Pipe | Buried | OP | CONC | None | 1960-01-01 |  |  | dwg | NI | Transmission | Legacy | 2 |  |  | 4 | 355 | [5 empty] | 64893 | NA |  | 114.17 |  | WSL |  | Te Kawerau a Maki,Ngāti Whātua,Ngāti Maru,Ngāti Whātua o Ōrākei,Ngāti Tamaoho,Ngāti Manuhiri,Te Patukirikiri,Ngāti Whanaunga,Ngāti Tamaterā,Ngāti Pāoa,Ngāi Tai ki Tāmaki,Ngāti Hako,Te Ākitai Waiohua | 3 | 3 | 3 | 2016 | te puna wai | yes | 1 | 3 | 3 | CCTV Available (0-10 Years Old) & Soil Type Available | 2.0225 | 2 | 1 | 1 | 1 |  | 1 |  | 1.5 | 0.515 | 0 | Modelled Flow Data Used & Depth Available | 114.1691 | 9
3382 | 3651 | 926737 | 10088559 | 196144 | DSOTV | Oteha Valley Branch Sewer TS27 | Gravity | Pipe | Buried | OP | CONC | None | 1989-01-01 |  |  | dwg | NI | Transmission | Legacy | 2 |  |  | 4 | 355 | [5 empty] | 65248 | NA |  | 90.89 |  | WSL |  | Te Kawerau a Maki,Ngāti Whātua,Ngāti Maru,Ngāti Whātua o Kaipara,Ngāti Whātua o Ōrākei,Ngāti Tamaoho,Ngāti Manuhiri,Te Patukirikiri,Ngāti Whanaunga,Ngāti Tamaterā,Ngāti Pāoa,Ngāi Tai ki Tāmaki,Ngāti Hako,Te Ākitai Waiohua | 3 | 3 | 3 | 2018 | te puna wai | no | 1 | 3 | 1 | CCTV Available (0-10 Years Old) & Soil Type Available | 2.0225 | 2 | 1 | 1 | 1 |  | 1 |  | 1.5 | 0.515 | 0 | Modelled Flow Data Used & Depth Available | 90.8875 | 9
3947 | 4225 | 923905 | 10088558 | 196347 | DSOTV | Oteha Valley Branch Sewer TS27 | Gravity | Pipe | Buried | OP | CONC | None | 1989-01-01 |  |  | dwg | NI | Transmission | Legacy | 2 |  |  | 4 | 355 | [5 empty] | 65247 | NA |  | 90.72 |  | WSL |  | Te Kawerau a Maki,Ngāti Whātua,Ngāti Maru,Ngāti Whātua o Kaipara,Ngāti Whātua o Ōrākei,Ngāti Tamaoho,Ngāti Manuhiri,Te Patukirikiri,Ngāti Whanaunga,Ngāti Tamaterā,Ngāti Pāoa,Ngāi Tai ki Tāmaki,Ngāti Hako,Te Ākitai Waiohua | 2 | 2 | 2 | 2018 | te puna wai | no | 1 | 3 | 1 | CCTV Available (0-10 Years Old) & Soil Type Available | 2.0225 | 2 | 1 | 1 | 1 |  | 1 |  | 1.5 | 0.515 | 0 | Modelled Flow Data Used & Depth Available | 90.7248 | 5
3349 | 3617 | 926730 | 10088563 | 196145 | DSOTV | Oteha Valley Branch Sewer TS27 | Gravity | Pipe | Buried | OP | PVC-U | None | 1989-01-01 |  |  | dwg | NI | Transmission | Legacy | 2 |  |  | 4 | 300 | [5 empty] | 65252 | NA |  | 88.6 |  | WSL |  | Te Kawerau a Maki,Ngāti Whātua,Ngāti Maru,Ngāti Whātua o Kaipara,Ngāti Whātua o Ōrākei,Ngāti Tamaoho,Ngāti Manuhiri,Te Patukirikiri,Ngāti Whanaunga,Ngāti Tamaterā,Ngāti Pāoa,Ngāi Tai ki Tāmaki,Ngāti Hako,Te Ākitai Waiohua | 3 | 3 | 3 | 2018 | te puna wai | no | 1 | 3 | 1 | CCTV Available (0-10 Years Old) & Soil Type Available | 2.0225 | 2 | 1 | 1 | 1 |  | 1 |  | 1.5 | 0.515 | 0 | Modelled Flow Data Used & Depth Available | 88.6008 | 9
3835 | 4112 | 913781 | 10088028 | 195571 | DSHLC | Hillcrest Branch Sewer TS15 | Gravity | Pipe | Buried | OP | CONC | None | 1960-01-01 |  |  | dwg | NI | Transmission | Legacy | 2 |  |  | 4 | 355 | [5 empty] | 64892 | NA |  | 70.59 |  | WSL |  | Te Kawerau a Maki,Ngāti Whātua,Ngāti Maru,Ngāti Whātua o Ōrākei,Ngāti Tamaoho,Ngāti Manuhiri,Te Patukirikiri,Ngāti Whanaunga,Ngāti Tamaterā,Ngāti Pāoa,Ngāi Tai ki Tāmaki,Ngāti Hako,Te Ākitai Waiohua | 3 | 3 | 3 | 2016 | te puna wai | yes | 1 | 3 | 3 | CCTV Available (0-10 Years Old) & Soil Type Available | 2.0225 | 2 | 1 | 1 | 1 |  | 1 |  | 1.5 | 0.515 | 0 | Modelled Flow Data Used & Depth Available | 70.588 | 9
3364 | 3632 | 930805 | 10088031 | 194969 | DSHLC | Hillcrest Branch Sewer TS15 | Gravity | Pipe | Buried | OP | CONC | None | 1960-01-01 |  |  | dwg | NI | Transmission | Legacy | 2 |  |  | 4 | 355 | [5 empty] | 64895 | NA |  | 13.66 |  | WSL |  | Te Kawerau a Maki,Ngāti Whātua,Ngāti Maru,Ngāti Whātua o Ōrākei,Ngāti Tamaoho,Ngāti Manuhiri,Te Patukirikiri,Ngāti Whanaunga,Ngāti Tamaterā,Ngāti Pāoa,Ngāi Tai ki Tāmaki,Ngāti Hako,Te Ākitai Waiohua | 3 | 3 | 3 | 2016 | te puna wai | yes | 1 | 3 | 3 | CCTV Available (0-10 Years Old) & Soil Type Available | 2.0225 | 2 | 1 | 1 | 1 |  | 1 |  | 1.5 | 0.515 | 0 | Modelled Flow Data Used & Depth Available | 13.6617 | 9
3408 | 3680 | 926734 | 10088562 | 196348 | DSOTV | Oteha Valley Branch Sewer TS27 | Gravity | Pipe | Buried | OP | PVC-U | None | 1989-01-01 |  |  | dwg | NI | Transmission | Legacy | 2 |  |  | 4 | 300 | [5 empty] | 65251 | NA |  | 7.26 |  | WSL |  | Te Kawerau a Maki,Ngāti Whātua,Ngāti Maru,Ngāti Whātua o Kaipara,Ngāti Whātua o Ōrākei,Ngāti Tamaoho,Ngāti Manuhiri,Te Patukirikiri,Ngāti Whanaunga,Ngāti Tamaterā,Ngāti Pāoa,Ngāi Tai ki Tāmaki,Ngāti Hako,Te Ākitai Waiohua | 2 | 2 | 2 | 2018 | te puna wai | no | 1 | 3 | 1 | CCTV Available (0-10 Years Old) & Soil Type Available | 2.0225 | 2 | 1 | 1 | 1 |  | 1 |  | 1.5 | 0.515 | 0 | Modelled Flow Data Used & Depth Available | 7.2612 | 5
3848 | 4125 | 916802 | 10089135 | 82593964 | DPMNI | Maunganui Pump Station | Gravity | Pipe | Buried | OP | PE | None | 2002-10-09 |  |  | dwg | NI | Transmission | Legacy | 2 |  |  | 4 | 200 | ASBUILT | ASBUILT | ASBUILT | ASBUILT | CONS | 63579 | NA |  | 6.17 | ASBUILT | WSL |  | Te Kawerau a Maki,Ngāti Whātua,Ngāti Maru,Ngāti Whātua o Ōrākei,Ngāti Tamaoho,Ngāti Tamaterā,Ngāti Pāoa,Ngāi Tai ki Tāmaki,Ngāti Hako,Te Ākitai Waiohua | 1 | 1 |  |  |  | no | 1 | 1 | 1 | CCTV NOT Available or Over 30 Years Old & Soil Type Available | 2.0225 | 2 | 1 | 1 | 1 |  | 1 |  | 1.5 | 0.515 | 0 | Modelled Flow Data Used & Depth Available | 6.174 | 2
1809 | 1973 | 17105 | 10005511 | 194457 | DSFAE | Favona East Rising Main | Gravity | Pipe | Buried | OP | MS | None | 1980-06-30 |  |  | dwg | EI | Transmission | Legacy | 2 |  |  | 4 | 200 | [5 empty] | 74968 | NA |  | 4.49 |  | WSL |  | Waikato,Te Kawerau a Maki,Ngāti Maru,Ngāti Whātua o Ōrākei,Ngāti Tamaoho,Ngāti Tamaterā,Ngāi Tai ki Tāmaki,Ngāti Hako,Te Ākitai Waiohua | 3.33 | 3 |  |  |  | no | 1 | 3 | 4 | CCTV NOT Available or Over 30 Years Old & Soil Type Available | 2.0225 | 2 | 1 | 1 | 1 |  | 1 |  | 1.5 | 0.515 | 5.7912e-05 | Modelled Flow Data Used & Depth Available | 4.4872 | 9
3668 | 3943 | 903958 | 10089801 | 194383 | DSBMT | Belmont Branch Sewer TS2B | Gravity | Pipe | Buried | OP | VC | CIP | 1976-01-01 |  |  | dwg | NI | Transmission | Legacy | 2 |  |  | 4 | 300 | [5 empty] | 64346 | NA |  | 11.63 |  | WSL |  | Te Kawerau a Maki,Ngāti Whātua,Ngāti Maru,Ngāti Whātua o Ōrākei,Ngāti Tamaoho,Te Patukirikiri,Ngāti Whanaunga,Ngāti Tamaterā,Ngāti Pāoa,Ngāi Tai ki Tāmaki,Ngāti Hako,Te Ākitai Waiohua | 2 | 2 | 2 | 2016 | te puna wai | no | 1 | 1 | 1 | CCTV Available (0-10 Years Old) & Soil Type Available | 2.0224 | 2 | 1 | 1 | 1 |  | 1 |  | 1.5 | 0.515 | 0.0022971 | Modelled Flow Data Used & Depth Available | 11.6335 | 5
3809 | 4085 | 920028 | 10089700 | 194258 | DSBKD | Birkdale Branch Sewer TS14 | Gravity | Pipe | Buried | OP | CONC | None | 1962-01-01 |  |  | dwg | NI | Transmission | Legacy | 2 |  |  | 4 | 300 | [5 empty] | 64286 | NA |  | 5.09 |  | WSL |  | Te Kawerau a Maki,Ngāti Whātua,Ngāti Maru,Ngāti Whātua o Ōrākei,Ngāti Tamaoho,Ngāti Manuhiri,Ngāti Whanaunga,Ngāti Tamaterā,Ngāti Pāoa,Ngāi Tai ki Tāmaki,Ngāti Hako,Te Ākitai Waiohua | 2.79 | 3 |  |  |  | no | 3 | 1 | 3 | CCTV NOT Available or Over 30 Years Old & Soil Type Available | 2.0224 | 2 | 1 | 1 | 1 |  | 1 | Significant Ecological Area - SEA_T_8158 | 1.5 | 0.515 | 0.0030628 | Modelled Flow Data Used & Depth Available | 5.0933 | 9
3615 | 3888 | 930938 | 10089799 | 194230 | DSBMT | Belmont Branch Sewer TS2B | Gravity | Pipe | Buried | OP | CONC | None | 1967-01-01 |  |  | dwg | NI | Transmission | Legacy | 2 |  |  | 4 | 381 | [5 empty] | 64344 | NA |  | 24.49 |  | WSL |  | Te Kawerau a Maki,Ngāti Whātua,Ngāti Maru,Ngāti Whātua o Ōrākei,Ngāti Tamaoho,Te Patukirikiri,Ngāti Whanaunga,Ngāti Tamaterā,Ngāti Pāoa,Ngāi Tai ki Tāmaki,Ngāti Hako,Te Ākitai Waiohua | 3 | 3 | 3 | 2016 | te puna wai | no | 1 | 1 | 2 | CCTV Available (0-10 Years Old) & Soil Type Available | 2.0224 | 2 | 1 | 1 | 1 |  | 1 |  | 1.5 | 0.515 | 0.0045942 | Modelled Flow Data Used & Depth Available | 24.4903 | 9
3487 | 3760 | 929064 | 10087939 | 194804 | DSHKI | Hauraki Branch Sewer TS3A | Gravity | Pipe | Buried | OP | CLS | None | 1950-01-01 |  |  | dwg | NI | Transmission | Legacy | 2 |  |  | 4 | 315 | [5 empty] | 64852 | NA |  | 7.63 |  | WSL |  | Te Kawerau a Maki,Ngāti Whātua,Ngāti Maru,Ngāti Whātua o Ōrākei,Ngāti Tamaoho,Ngāti Manuhiri,Te Patukirikiri,Ngāti Whanaunga,Ngāti Tamaterā,Ngāti Pāoa,Ngāi Tai ki Tāmaki,Ngāti Hako,Te Ākitai Waiohua | 3.81 | 4 | 3 | 2017 | te puna wai | no | 3 | 3 | 5 | CCTV Available (0-10 Years Old) & Soil Type Available | 2.0223 | 2 | 1 | 1 | 1 |  | 1 |  | 1.5 | 0.515 | 0.0068913 | Modelled Flow Data Used & Depth Available | 7.6325 | 15
3339 | 3607 | 926670 | 10088577 | 195994 | DSOTV | Oteha Valley Branch Sewer TS27 | Gravity | Pipe | Buried | OP | PVC-U | None | 1989-01-01 |  |  | dwg | NI | Transmission | Legacy | 2 |  |  | 4 | 300 | [5 empty] | 65266 | NA |  | 26.85 |  | WSL |  | Te Kawerau a Maki,Ngāti Whātua,Ngāti Maru,Ngāti Whātua o Kaipara,Ngāti Whātua o Ōrākei,Ngāti Tamaoho,Ngāti Manuhiri,Te Patukirikiri,Ngāti Whanaunga,Ngāti Tamaterā,Ngāti Pāoa,Ngāi Tai ki Tāmaki,Ngāti Hako,Te Ākitai Waiohua | 2 | 2 | 2 | 2018 | te puna wai | no | 1 | 3 | 1 | CCTV Available (0-10 Years Old) & Soil Type Available | 2.0223 | 2 | 1 | 1 | 1 |  | 1 |  | 1.5 | 0.515 | 0.007657 | Modelled Flow Data Used & Depth Available | 26.8486 | 5
3756 | 4031 | 913598 | 10089602 | 82593605 | DSBHV | Beach Haven Branch Sewer TS10 | Gravity | Pipe | Buried | OP | CONC | None | 1974-01-01 |  |  | dwg | NI | Transmission | Legacy | 2 |  |  | 4 | 300 | ASBUILT | ASBUILT | ASBUILT | ASBUILT | CONS | 64255 | NA |  | 128.54 | ASBUILT | WSL |  | Te Kawerau a Maki,Ngāti Whātua,Ngāti Maru,Ngāti Whātua o Ōrākei,Ngāti Tamaoho,Ngāti Manuhiri,Ngāti Tamaterā,Ngāi Tai ki Tāmaki,Ngāti Hako,Te Ākitai Waiohua | 1.71 | 2 |  |  |  | no | 1 | 1 | 2 | CCTV NOT Available or Over 30 Years Old & Soil Type Available | 2.0223 | 2 | 1 | 1 | 1 |  | 1 |  | 1.5 | 0.515 | 0.0084227 | Modelled Flow Data Used & Depth Available | 128.5403 | 5
4282 | 4567 | 937971 | 10089603 | 194250 | DSBHV | Beach Haven Branch Sewer TS10 | Gravity | Pipe | Buried | OP | CONC | None | 1974-01-01 |  |  | dwg | NI | Transmission | Legacy | 2 |  |  | 4 | 300 | [5 empty] | 64256 | NA |  | 79.36 |  | WSL |  | Te Kawerau a Maki,Ngāti Whātua,Ngāti Maru,Ngāti Whātua o Ōrākei,Ngāti Tamaoho,Ngāti Manuhiri,Ngāti Tamaterā,Ngāi Tai ki Tāmaki,Ngāti Hako,Te Ākitai Waiohua | 1.71 | 2 |  |  |  | no | 1 | 1 | 2 | CCTV NOT Available or Over 30 Years Old & Soil Type Available | 2.0223 | 2 | 1 | 1 | 1 |  | 1 |  | 1.5 | 0.515 | 0.0084227 | Modelled Flow Data Used & Depth Available | 79.3643 | 5
3898 | 4175 | 917819 | 10089601 | 193992 | DSBHV | Beach Haven Branch Sewer TS10 | Gravity | Pipe | Buried | OP | CONC | None | 1974-01-01 |  |  | dwg | NI | Transmission | Legacy | 2 |  |  | 4 | 300 | [5 empty] | 64254 | NA |  | 13.83 |  | WSL |  | Te Kawerau a Maki,Ngāti Whātua,Ngāti Maru,Ngāti Whātua o Ōrākei,Ngāti Tamaoho,Ngāti Manuhiri,Ngāti Tamaterā,Ngāi Tai ki Tāmaki,Ngāti Hako,Te Ākitai Waiohua | 1.71 | 2 |  |  |  | no | 1 | 1 | 2 | CCTV NOT Available or Over 30 Years Old & Soil Type Available | 2.0223 | 2 | 1 | 1 | 1 |  | 1 |  | 1.5 | 0.515 | 0.0084227 | Modelled Flow Data Used & Depth Available | 13.8324 | 5
3316 | 3583 | 918731 | 10089597 | 193991 | DSBHV | Beach Haven Branch Sewer TS10 | Gravity | Pipe | Buried | OP | CONC | None | 1980-01-01 |  |  | dwg | NI | Transmission | Legacy | 2 |  |  | 4 | 300 | [5 empty] | 64250 | NA |  | 4.95 |  | WSL |  | Te Kawerau a Maki,Ngāti Whātua,Ngāti Maru,Ngāti Whātua o Ōrākei,Ngāti Tamaoho,Ngāti Manuhiri,Ngāti Tamaterā,Ngāi Tai ki Tāmaki,Ngāti Hako,Te Ākitai Waiohua | 1.71 | 2 |  |  |  | no | 1 | 1 | 2 | CCTV NOT Available or Over 30 Years Old & Soil Type Available | 2.0223 | 2 | 1 | 1 | 1 |  | 1 |  | 1.5 | 0.515 | 0.0084227 | Modelled Flow Data Used & Depth Available | 4.9544 | 5
4287 | 4572 | 2587926 | 10090682 | 194857 | DSEDC | Edgars Creek Branch | Gravity | Pipe | Buried | OP | AC | None | 1979-06-30 |  | 4.7 | 0.1s | OM | Transmission | T0000692 | 2 |  |  | 4 | 375 | [5 empty] | 74772 | NA |  | 108 |  | WSL |  | Te Kawerau a Maki,Ngāti Whātua,Ngāti Maru,Ngāti Whātua o Ōrākei,Ngāti Tamaoho,Ngāti Tamaterā,Ngāi Tai ki Tāmaki,Ngāti Hako,Te Ākitai Waiohua | 3 | 3 | 3 | 2016 | te puna wai | no | 1 | 1 | 2 | CCTV Available (0-10 Years Old) & Soil Type Available | 2.0223 | 2 | 1 | 1 | 1 |  | 1 |  | 1.5 | 0.515 | 0.0086353 | Modelled Flow Data Used & Depth Available | 108.0025 | 9
3228 | 3492 | 911500 | 10089841 | 194267 | DSBUR | Bush Road Branch Sewer TS25A | Gravity | Pipe | Buried | OP | CONC | None | 1997-01-01 |  |  | dwg | NI | Transmission | Legacy | 2 |  |  | 4 | 300 | [5 empty] | 64358 | NA |  | 99.22 |  | WSL |  | Te Kawerau a Maki,Ngāti Whātua,Ngāti Maru,Ngāti Whātua o Kaipara,Ngāti Whātua o Ōrākei,Ngāti Tamaoho,Ngāti Manuhiri,Ngāti Whanaunga,Ngāti Tamaterā,Ngāti Pāoa,Ngāi Tai ki Tāmaki,Ngāti Hako,Te Ākitai Waiohua | 1.21 | 1 |  |  |  | no | 1 | 3 | 1 | CCTV NOT Available or Over 30 Years Old & Soil Type Available | 2.0223 | 2 | 1 | 1 | 1 |  | 1 |  | 1.5 | 0.515 | 0.0099541 | Modelled Flow Data Used & Depth Available | 99.2241 | 2
3979 | 4257 | 926996 | 10089840 | 194391 | DSBUR | Bush Road Branch Sewer TS25A | Gravity | Pipe | Buried | OP | CONC | None | 1997-01-01 |  |  | dwg | NI | Transmission | Legacy | 2 |  |  | 4 | 300 | [5 empty] | 64357 | NA |  | 82.64 |  | WSL |  | Te Kawerau a Maki,Ngāti Whātua,Ngāti Maru,Ngāti Whātua o Kaipara,Ngāti Whātua o Ōrākei,Ngāti Tamaoho,Ngāti Manuhiri,Ngāti Whanaunga,Ngāti Tamaterā,Ngāti Pāoa,Ngāi Tai ki Tāmaki,Ngāti Hako,Te Ākitai Waiohua | 1.21 | 1 |  |  |  | no | 1 | 3 | 1 | CCTV NOT Available or Over 30 Years Old & Soil Type Available | 2.0223 | 2 | 1 | 1 | 1 |  | 1 |  | 1.5 | 0.515 | 0.0099541 | Modelled Flow Data Used & Depth Available | 82.645 | 2
3319 | 3586 | 926994 | 10089839 | 194027 | DSBUR | Bush Road Branch Sewer TS25A | Gravity | Pipe | Buried | OP | CONC | None | 1997-01-01 |  |  | dwg | NI | Transmission | Legacy | 2 |  |  | 4 | 300 | [5 empty] | 64356 | NA |  | 74.01 |  | WSL |  | Te Kawerau a Maki,Ngāti Whātua,Ngāti Maru,Ngāti Whātua o Kaipara,Ngāti Whātua o Ōrākei,Ngāti Tamaoho,Ngāti Manuhiri,Ngāti Whanaunga,Ngāti Tamaterā,Ngāti Pāoa,Ngāi Tai ki Tāmaki,Ngāti Hako,Te Ākitai Waiohua | 1.21 | 1 |  |  |  | no | 1 | 3 | 1 | CCTV NOT Available or Over 30 Years Old & Soil Type Available | 2.0223 | 2 | 1 | 1 | 1 |  | 1 |  | 1.5 | 0.515 | 0.0099541 | Modelled Flow Data Used & Depth Available | 74.01 | 2
3742 | 4017 | 913766 | 10088576 | 196491 | DSOTV | Oteha Valley Branch Sewer TS27 | Gravity | Pipe | Buried | OP | PVC-U | None | 1989-01-01 |  |  | dwg | NI | Transmission | Legacy | 2 |  |  | 4 | 300 | [5 empty] | 65265 | NA |  | 22.45 |  | WSL |  | Te Kawerau a Maki,Ngāti Whātua,Ngāti Maru,Ngāti Whātua o Kaipara,Ngāti Whātua o Ōrākei,Ngāti Tamaoho,Ngāti Manuhiri,Te Patukirikiri,Ngāti Whanaunga,Ngāti Tamaterā,Ngāti Pāoa,Ngāi Tai ki Tāmaki,Ngāti Hako,Te Ākitai Waiohua | 2 | 2 | 2 | 2018 | te puna wai | no | 5 | 3 | 1 | CCTV Available (0-10 Years Old) & Soil Type Available | 2.0223 | 2 | 1 | 1 | 1 |  | 1 |  | 1.5 | 0.515 | 0.01072 | Modelled Flow Data Used & Depth Available | 22.4455 | 5
3354 | 3622 | 926736 | 10088560 | 196487 | DSOTV | Oteha Valley Branch Sewer TS27 | Gravity | Pipe | Buried | OP | CONC | None | 1989-01-01 |  |  | dwg | NI | Transmission | Legacy | 2 |  |  | 4 | 355 | [5 empty] | 65249 | NA |  | 88.19 |  | WSL |  | Te Kawerau a Maki,Ngāti Whātua,Ngāti Maru,Ngāti Whātua o Kaipara,Ngāti Whātua o Ōrākei,Ngāti Tamaoho,Ngāti Manuhiri,Te Patukirikiri,Ngāti Whanaunga,Ngāti Tamaterā,Ngāti Pāoa,Ngāi Tai ki Tāmaki,Ngāti Hako,Te Ākitai Waiohua | 2 | 2 | 2 | 2018 | te puna wai | no | 1 | 3 | 1 | CCTV Available (0-10 Years Old) & Soil Type Available | 2.0223 | 2 | 1 | 1 | 1 |  | 1 |  | 1.5 | 0.515 | 0.01072 | Modelled Flow Data Used & Depth Available | 88.1932 | 5
3666 | 3941 | 904580 | 10088567 | 196146 | DSOTV | Oteha Valley Branch Sewer TS27 | Gravity | Pipe | Buried | OP | PVC-U | None | 1989-01-01 |  |  | dwg | NI | Transmission | Legacy | 2 |  |  | 4 | 300 | [5 empty] | 65256 | NA |  | 86.97 |  | WSL |  | Te Kawerau a Maki,Ngāti Whātua,Ngāti Maru,Ngāti Whātua o Kaipara,Ngāti Whātua o Ōrākei,Ngāti Tamaoho,Ngāti Manuhiri,Te Patukirikiri,Ngāti Whanaunga,Ngāti Tamaterā,Ngāti Pāoa,Ngāi Tai ki Tāmaki,Ngāti Hako,Te Ākitai Waiohua | 3 | 3 | 3 | 2018 | te puna wai | no | 1 | 3 | 1 | CCTV Available (0-10 Years Old) & Soil Type Available | 2.0223 | 2 | 1 | 1 | 1 |  | 1 |  | 1.5 | 0.515 | 0.01072 | Modelled Flow Data Used & Depth Available | 86.9672 | 9
3712 | 3987 | 2558830 | 10088566 | 82593276 | DSOTV | Oteha Valley Branch Sewer TS27 | Gravity | Pipe | Buried | OP | CONC | None | 2014-07-31 |  |  | dwg | NI | Transmission | Legacy | 2 |  |  | 4 | 300 | ASBUILT | ASBUILT | ASBUILT | ASBUILT | CONS | 65255 | NA |  | 22.5 | ASBUILT | WSL |  | Te Kawerau a Maki,Ngāti Whātua,Ngāti Maru,Ngāti Whātua o Kaipara,Ngāti Whātua o Ōrākei,Ngāti Tamaoho,Ngāti Manuhiri,Te Patukirikiri,Ngāti Whanaunga,Ngāti Tamaterā,Ngāti Pāoa,Ngāi Tai ki Tāmaki,Ngāti Hako,Te Ākitai Waiohua | 1.21 | 1 |  |  |  | no | 1 | 3 | 1 | CCTV NOT Available or Over 30 Years Old & Soil Type Available | 2.0223 | 2 | 1 | 1 | 1 |  | 1 |  | 1.5 | 0.515 | 0.01072 | Modelled Flow Data Used & Depth Available | 22.5045 | 2
3868 | 4145 | 920030 | 10089701 | 193815 | DSBKD | Birkdale Branch Sewer TS14 | Gravity | Pipe | Buried | OP | CONC | None | 1997-08-09 |  |  | dwg | NI | Transmission | Legacy | 2 |  |  | 4 | 300 | [5 empty] | 64289 | NA |  | 69.8 |  | WSL |  | Te Kawerau a Maki,Ngāti Whātua,Ngāti Maru,Ngāti Whātua o Ōrākei,Ngāti Tamaoho,Ngāti Manuhiri,Ngāti Whanaunga,Ngāti Tamaterā,Ngāti Pāoa,Ngāi Tai ki Tāmaki,Ngāti Hako,Te Ākitai Waiohua | 1.76 | 2 |  |  |  | no | 5 | 1 | 1 | CCTV NOT Available or Over 30 Years Old & Soil Type Available | 2.0222 | 2 | 1 | 1 | 1 |  | 1 |  | 1.5 | 0.515 | 0.011485 | Modelled Flow Data Used & Depth Available | 69.7964 | 5
3178 | 3442 | 920026 | 10089702 | 194007 | DSBKD | Birkdale Branch Sewer TS14 | Gravity | Pipe | Buried | OP | CONC | None | 1962-01-01 |  |  | dwg | NI | Transmission | Legacy | 2 |  |  | 4 | 300 | [5 empty] | 64290 | NA |  | 26.08 |  | WSL |  | Te Kawerau a Maki,Ngāti Whātua,Ngāti Maru,Ngāti Whātua o Ōrākei,Ngāti Tamaoho,Ngāti Manuhiri,Ngāti Whanaunga,Ngāti Tamaterā,Ngāti Pāoa,Ngāi Tai ki Tāmaki,Ngāti Hako,Te Ākitai Waiohua | 3.17 | 3 |  |  |  | no | 5 | 1 | 3 | CCTV NOT Available or Over 30 Years Old & Soil Type Available | 2.0222 | 2 | 1 | 1 | 1 |  | 1 |  | 1.5 | 0.515 | 0.011485 | Modelled Flow Data Used & Depth Available | 26.0782 | 9
3468 | 3741 | 937327 | 10089703 | 194061 | DSBKD | Birkdale Branch Sewer TS14 | Gravity | Pipe | Buried | OP | CONC | None | 1962-01-01 |  |  | dwg | NI | Transmission | Legacy | 2 |  |  | 4 | 300 | [5 empty] | 64291 | NA |  | 59.64 |  | WSL |  | Te Kawerau a Maki,Ngāti Whātua,Ngāti Maru,Ngāti Whātua o Ōrākei,Ngāti Tamaoho,Ngāti Manuhiri,Ngāti Whanaunga,Ngāti Tamaterā,Ngāti Pāoa,Ngāi Tai ki Tāmaki,Ngāti Hako,Te Ākitai Waiohua | 2.41 | 2 |  |  |  | no | 1 | 1 | 3 | CCTV NOT Available or Over 30 Years Old & Soil Type Available | 2.0222 | 2 | 1 | 1 | 1 |  | 1 |  | 1.5 | 0.515 | 0.011485 | Modelled Flow Data Used & Depth Available | 59.6409 | 5
3987 | 4265 | 925947 | 10089389 | 194168 | DSBBN | Browns Bay North Branch Sewer TS7C | Gravity | Pipe | Buried | OP | CONC | None | 1969-01-01 |  |  | dwg | NI | Transmission | Legacy | 2 |  |  | 4 | 381 | [5 empty] | 64117 | NA |  | 89.89 |  | WSL |  | Te Kawerau a Maki,Ngāti Whātua,Ngāti Maru,Ngāti Whātua o Ōrākei,Ngāti Tamaoho,Ngāti Manuhiri,Te Patukirikiri,Ngāti Whanaunga,Ngāti Tamaterā,Ngāti Pāoa,Ngāi Tai ki Tāmaki,Ngāti Hako,Te Ākitai Waiohua | 2.46 | 2 |  |  |  | no | 5 | 1 | 2 | CCTV NOT Available or Over 30 Years Old & Soil Type Available | 2.0222 | 2 | 1 | 1 | 1 |  | 1 |  | 1.5 | 0.515 | 0.012251 | Modelled Flow Data Used & Depth Available | 89.8873 | 5
3696 | 3971 | 909835 | 10089384 | 193728 | DSBBN | Browns Bay North Branch Sewer TS7C | Gravity | Pipe | Buried | OP | CONC | None | 1969-01-01 |  |  | dwg | NI | Transmission | Legacy | 2 |  |  | 4 | 381 | [5 empty] | 64112 | NA |  | 84 |  | WSL |  | Te Kawerau a Maki,Ngāti Whātua,Ngāti Maru,Ngāti Whātua o Ōrākei,Ngāti Tamaoho,Ngāti Manuhiri,Te Patukirikiri,Ngāti Whanaunga,Ngāti Tamaterā,Ngāti Pāoa,Ngāi Tai ki Tāmaki,Ngāti Hako,Te Ākitai Waiohua | 2.46 | 2 |  |  |  | no | 5 | 1 | 2 | CCTV NOT Available or Over 30 Years Old & Soil Type Available | 2.0222 | 2 | 1 | 1 | 1 |  | 1 |  | 1.5 | 0.515 | 0.012251 | Modelled Flow Data Used & Depth Available | 83.9992 | 5
3960 | 4238 | 922640 | 10089387 | 193922 | DSBBN | Browns Bay North Branch Sewer TS7C | Gravity | Pipe | Buried | OP | CONC | None | 1969-01-01 |  |  | dwg | NI | Transmission | Legacy | 2 |  |  | 4 | 381 | [5 empty] | 64115 | NA |  | 57.17 |  | WSL |  | Te Kawerau a Maki,Ngāti Whātua,Ngāti Maru,Ngāti Whātua o Ōrākei,Ngāti Tamaoho,Ngāti Manuhiri,Te Patukirikiri,Ngāti Whanaunga,Ngāti Tamaterā,Ngāti Pāoa,Ngāi Tai ki Tāmaki,Ngāti Hako,Te Ākitai Waiohua | 2.46 | 2 |  |  |  | no | 5 | 1 | 2 | CCTV NOT Available or Over 30 Years Old & Soil Type Available | 2.0222 | 2 | 1 | 1 | 1 |  | 1 |  | 1.5 | 0.515 | 0.012251 | Modelled Flow Data Used & Depth Available | 57.1708 | 5
3751 | 4026 | 912909 | 10089388 | 193729 | DSBBN | Browns Bay North Branch Sewer TS7C | Gravity | Pipe | Buried | OP | CONC | None | 1969-01-01 |  |  | dwg | NI | Transmission | Legacy | 2 |  |  | 4 | 381 | [5 empty] | 64116 | NA |  | 54.66 |  | WSL |  | Te Kawerau a Maki,Ngāti Whātua,Ngāti Maru,Ngāti Whātua o Ōrākei,Ngāti Tamaoho,Ngāti Manuhiri,Te Patukirikiri,Ngāti Whanaunga,Ngāti Tamaterā,Ngāti Pāoa,Ngāi Tai ki Tāmaki,Ngāti Hako,Te Ākitai Waiohua | 2.46 | 2 |  |  |  | no | 5 | 1 | 2 | CCTV NOT Available or Over 30 Years Old & Soil Type Available | 2.0222 | 2 | 1 | 1 | 1 |  | 1 |  | 1.5 | 0.515 | 0.012251 | Modelled Flow Data Used & Depth Available | 54.6613 | 5
3617 | 3890 | 905708 | 10089568 | 193780 | DSBHV | Beach Haven Branch Sewer TS10 | Gravity | Pipe | Buried | OP | CONC | None | 1961-01-01 |  |  | dwg | NI | Transmission | Legacy | 2 |  |  | 4 | 355 | [5 empty] | 64221 | NA |  | 7.64 |  | WSL |  | Te Kawerau a Maki,Ngāti Whātua,Ngāti Maru,Ngāti Whātua o Ōrākei,Ngāti Tamaoho,Ngāti Manuhiri,Ngāti Whanaunga,Ngāti Tamaterā,Ngāi Tai ki Tāmaki,Ngāti Hako,Te Ākitai Waiohua | 2.79 | 3 |  |  |  | no | 3 | 1 | 3 | CCTV NOT Available or Over 30 Years Old & Soil Type Available | 2.0222 | 2 | 1 | 1 | 1 |  | 1 |  | 1.5 | 0.515 | 0.012251 | Modelled Flow Data Used & Depth Available | 7.6352 | 9
3632 | 3906 | 910027 | 10089581 | 193981 | DSBHV | Beach Haven Branch Sewer TS10 | Gravity | Pipe | Buried | OP | CONC | None | 1961-01-01 |  |  | dwg | NI | Transmission | Legacy | 2 |  |  | 4 | 300 | [5 empty] | 64234 | NA |  | 4.33 |  | WSL |  | Te Kawerau a Maki,Ngāti Whātua,Ngāti Maru,Ngāti Whātua o Ōrākei,Ngāti Tamaoho,Ngāti Manuhiri,Ngāti Whanaunga,Ngāti Tamaterā,Ngāi Tai ki Tāmaki,Ngāti Hako,Te Ākitai Waiohua | 2.79 | 3 |  |  |  | no | 3 | 1 | 3 | CCTV NOT Available or Over 30 Years Old & Soil Type Available | 2.0222 | 2 | 1 | 1 | 1 |  | 1 |  | 1.5 | 0.515 | 0.012251 | Modelled Flow Data Used & Depth Available | 4.3323 | 9
4214 | 4499 | 938057 | 10089589 | 193983 | DSBHV | Beach Haven Branch Sewer TS10 | Gravity | Pipe | Buried | OP | CONC | None | 1961-01-01 |  |  | dwg | NI | Transmission | Legacy | 2 |  |  | 4 | 300 | [5 empty] | 64242 | NA |  | 1.1 |  | WSL |  | Te Kawerau a Maki,Ngāti Whātua,Ngāti Maru,Ngāti Whātua o Ōrākei,Ngāti Tamaoho,Ngāti Manuhiri,Ngāti Tamaterā,Ngāi Tai ki Tāmaki,Ngāti Hako,Te Ākitai Waiohua | 2.79 | 3 |  |  |  | no | 3 | 1 | 3 | CCTV NOT Available or Over 30 Years Old & Soil Type Available | 2.0222 | 2 | 1 | 1 | 1 |  | 1 |  | 1.5 | 0.515 | 0.012251 | Modelled Flow Data Used & Depth Available | 1.0997 | 9
3498 | 3771 | 938054 | 10089584 | 193790 | DSBHV | Beach Haven Branch Sewer TS10 | Gravity | Pipe | Buried | OP | CONC | None | 1961-01-01 |  |  | dwg | NI | Transmission | Legacy | 2 |  |  | 4 | 300 | [5 empty] | 64237 | NA |  | 87.24 |  | WSL |  | Te Kawerau a Maki,Ngāti Whātua,Ngāti Maru,Ngāti Whātua o Ōrākei,Ngāti Tamaoho,Ngāti Manuhiri,Ngāti Whanaunga,Ngāti Tamaterā,Ngāi Tai ki Tāmaki,Ngāti Hako,Te Ākitai Waiohua | 2.41 | 2 |  |  |  | no | 1 | 1 | 3 | CCTV NOT Available or Over 30 Years Old & Soil Type Available | 2.0222 | 2 | 1 | 1 | 1 |  | 1 |  | 1.5 | 0.515 | 0.012251 | Modelled Flow Data Used & Depth Available | 87.2445 | 5
3019 | 3280 | 911017 | 10089571 | 194242 | DSBHV | Beach Haven Branch Sewer TS10 | Gravity | Pipe | Buried | OP | CONC | None | 1961-01-01 |  |  | dwg | NI | Transmission | Legacy | 2 |  |  | 4 | 355 | [5 empty] | 64224 | NA |  | 77.93 |  | WSL |  | Te Kawerau a Maki,Ngāti Whātua,Ngāti Maru,Ngāti Whātua o Ōrākei,Ngāti Tamaoho,Ngāti Manuhiri,Ngāti Whanaunga,Ngāti Tamaterā,Ngāi Tai ki Tāmaki,Ngāti Hako,Te Ākitai Waiohua | 2.41 | 2 |  |  |  | no | 1 | 1 | 3 | CCTV NOT Available or Over 30 Years Old & Soil Type Available | 2.0222 | 2 | 1 | 1 | 1 |  | 1 |  | 1.5 | 0.515 | 0.012251 | Modelled Flow Data Used & Depth Available | 77.9293 | 5
3489 | 3762 | 938026 | 10089569 | 193972 | DSBHV | Beach Haven Branch Sewer TS10 | Gravity | Pipe | Buried | OP | CONC | None | 1961-01-01 |  |  | dwg | NI | Transmission | Legacy | 2 |  |  | 4 | 355 | [5 empty] | 64222 | NA |  | 71.28 |  | WSL |  | Te Kawerau a Maki,Ngāti Whātua,Ngāti Maru,Ngāti Whātua o Ōrākei,Ngāti Tamaoho,Ngāti Manuhiri,Ngāti Whanaunga,Ngāti Tamaterā,Ngāi Tai ki Tāmaki,Ngāti Hako,Te Ākitai Waiohua | 2.41 | 2 |  |  |  | no | 1 | 1 | 3 | CCTV NOT Available or Over 30 Years Old & Soil Type Available | 2.0222 | 2 | 1 | 1 | 1 |  | 1 |  | 1.5 | 0.515 | 0.012251 | Modelled Flow Data Used & Depth Available | 71.2777 | 5
3757 | 4032 | 910028 | 10089582 | 82593612 | DSBHV | Beach Haven Branch Sewer TS10 | Gravity | Pipe | Buried | OP | CONC | None | 1961-01-01 |  |  | dwg | NI | Transmission | Legacy | 2 |  |  | 4 | 300 | ASBUILT | ASBUILT | ASBUILT | ASBUILT | CONS | 64235 | NA |  | 55.82 | ASBUILT | WSL |  | Te Kawerau a Maki,Ngāti Whātua,Ngāti Maru,Ngāti Whātua o Ōrākei,Ngāti Tamaoho,Ngāti Manuhiri,Ngāti Whanaunga,Ngāti Tamaterā,Ngāi Tai ki Tāmaki,Ngāti Hako,Te Ākitai Waiohua | 2.41 | 2 |  |  |  | no | 1 | 1 | 3 | CCTV NOT Available or Over 30 Years Old & Soil Type Available | 2.0222 | 2 | 1 | 1 | 1 |  | 1 |  | 1.5 | 0.515 | 0.012251 | Modelled Flow Data Used & Depth Available | 55.823 | 5
4263 | 4548 | 937826 | 10089499 | 193766 | DSBDW | Birkdale West Branch Sewer TS12 | Gravity | Pipe | Buried | OP | CONC | None | 1962-01-01 |  |  | dwg | NI | Transmission | Legacy | 2 |  |  | 4 | 300 | [5 empty] | 64189 | NA |  | 46.45 |  | WSL |  | Te Kawerau a Maki,Ngāti Whātua,Ngāti Maru,Ngāti Whātua o Ōrākei,Ngāti Tamaoho,Ngāti Manuhiri,Ngāti Tamaterā,Ngāi Tai ki Tāmaki,Ngāti Hako,Te Ākitai Waiohua | 2.41 | 2 |  |  |  | no | 1 | 1 | 3 | CCTV NOT Available or Over 30 Years Old & Soil Type Available | 2.0222 | 2 | 1 | 1 | 1 |  | 1 | Significant Ecological Area - SEA_T_8039 | 1.5 | 0.515 | 0.012251 | Modelled Flow Data Used & Depth Available | 46.453 | 5
4254 | 4539 | 937827 | 10089500 | 193958 | DSBDW | Birkdale West Branch Sewer TS12 | Gravity | Pipe | Buried | OP | CONC | None | 1962-01-01 |  |  | dwg | NI | Transmission | Legacy | 2 |  |  | 4 | 300 | [5 empty] | 64190 | NA |  | 11.68 |  | WSL |  | Te Kawerau a Maki,Ngāti Whātua,Ngāti Maru,Ngāti Whātua o Ōrākei,Ngāti Tamaoho,Ngāti Manuhiri,Ngāti Tamaterā,Ngāi Tai ki Tāmaki,Ngāti Hako,Te Ākitai Waiohua | 2.41 | 2 |  |  |  | no | 1 | 1 | 3 | CCTV NOT Available or Over 30 Years Old & Soil Type Available | 2.0222 | 2 | 1 | 1 | 1 |  | 1 | Significant Ecological Area - SEA_T_8039 | 1.5 | 0.515 | 0.012251 | Modelled Flow Data Used & Depth Available | 11.6835 | 5
3853 | 4130 | 920193 | 10089349 | 193693 | DSBAV | Bayview Branch Sewer TS13 | Gravity | Pipe | Buried | OP | CONC | None | 1977-01-01 |  |  | dwg | NI | Transmission | Legacy | 2 |  |  | 4 | 300 | [5 empty] | 64106 | NA |  | 5.43 |  | WSL |  | Te Kawerau a Maki,Ngāti Whātua,Ngāti Maru,Ngāti Whātua o Ōrākei,Ngāti Tamaoho,Ngāti Manuhiri,Ngāti Whanaunga,Ngāti Tamaterā,Ngāti Pāoa,Ngāi Tai ki Tāmaki,Ngāti Hako,Te Ākitai Waiohua | 1.71 | 2 |  |  | CCTV app | yes | 1 | 1 | 2 | CCTV NOT Available or Over 30 Years Old & Soil Type Available | 2.0222 | 2 | 1 | 1 | 1 |  | 1 |  | 1.5 | 0.515 | 0.013017 | Modelled Flow Data Used & Depth Available | 5.4321 | 5
1581 | 1718 | 31433 | 10099307 | 198001 | DSWIR | Wiri Branch | Gravity | Pipe | Buried | OP | CONC | None | 1971-06-30 | 28.93 |  | dwg | SI | Transmission | Legacy | 2 |  |  | 4 | 381 | [5 empty] | 78594 | NA |  | 15 |  | WSL |  | Waikato,Te Kawerau a Maki,Ngāti Maru,Ngāti Tamaoho,Ngāti Whanaunga,Ngāti Tamaterā,Ngāti Pāoa,Ngāi Tai ki Tāmaki,Ngāti Hako,Te Ākitai Waiohua | 2.67 | 3 |  |  |  | no | 5 | 3 | 2 | CCTV NOT Available or Over 30 Years Old & Soil Type Available | 2.0222 | 2 | 1 | 1 | 1 |  | 1 |  | 1.5 | 0.515 | 0.013632 | Modelled Flow Data Used & Depth Available | 14.9996 | 9
3233 | 3497 | 917762 | 10089430 | 193933 | DSBDD | Birkdale Diversion Branch Sewer TS14A | Gravity | Pipe | Buried | OP | PE | None | 2009-06-06 |  |  | dwg | NI | Transmission | Legacy | 2 |  |  | 4 | 315 | [5 empty] | 64136 | NA |  | 26.54 |  | WSL |  | Te Kawerau a Maki,Ngāti Whātua,Ngāti Maru,Ngāti Whātua o Ōrākei,Ngāti Tamaoho,Ngāti Manuhiri,Ngāti Whanaunga,Ngāti Tamaterā,Ngāti Pāoa,Ngāi Tai ki Tāmaki,Ngāti Hako,Te Ākitai Waiohua | 1.76 | 2 |  |  |  | no | 5 | 1 | 1 | CCTV NOT Available or Over 30 Years Old & Soil Type Available | 2.0222 | 2 | 1 | 1 | 1 |  | 1 |  | 1.5 | 0.515 | 0.013783 | Modelled Flow Data Used & Depth Available | 26.5437 | 5
3602 | 3875 | 905308 | 10087797 | 195122 | DSGLW | Glenfield West Branch Sewer TS14D | Gravity | Pipe | Buried | OP | CONC | None | 1990-01-01 |  |  | dwg | NI | Transmission | Legacy | 2 |  |  | 4 | 300 | [5 empty] | 64734 | NA |  | 111.38 |  | WSL |  | Te Kawerau a Maki,Ngāti Whātua,Ngāti Maru,Ngāti Whātua o Ōrākei,Ngāti Tamaoho,Ngāti Manuhiri,Ngāti Whanaunga,Ngāti Tamaterā,Ngāti Pāoa,Ngāi Tai ki Tāmaki,Ngāti Hako,Te Ākitai Waiohua | 3 | 3 | 3 | 2016 | te puna wai | no | 5 | 1 | 1 | CCTV Available (0-10 Years Old) & Soil Type Available | 2.0222 | 2 | 1 | 1 | 1 |  | 1 |  | 1.5 | 0.515 | 0.014548 | Modelled Flow Data Used & Depth Available | 111.385 | 9
3370 | 3638 | 922686 | 10089382 | 193973 | DSBBN | Browns Bay North Branch Sewer TS7C | Gravity | Pipe | Buried | OP | CONC | None | 1969-01-01 |  |  | dwg | NI | Transmission | Legacy | 2 |  |  | 4 | 381 | [5 empty] | 64110 | NA |  | 79.29 |  | WSL |  | Te Kawerau a Maki,Ngāti Whātua,Ngāti Maru,Ngāti Whātua o Ōrākei,Ngāti Tamaoho,Ngāti Manuhiri,Te Patukirikiri,Ngāti Whanaunga,Ngāti Tamaterā,Ngāti Pāoa,Ngāi Tai ki Tāmaki,Ngāti Hako,Te Ākitai Waiohua | 2.46 | 2 |  |  |  | no | 5 | 1 | 2 | CCTV NOT Available or Over 30 Years Old & Soil Type Available | 2.0222 | 2 | 1 | 1 | 1 |  | 1 |  | 1.5 | 0.515 | 0.014548 | Modelled Flow Data Used & Depth Available | 79.2855 | 5
3658 | 3933 | 904079 | 10089383 | 193921 | DSBBN | Browns Bay North Branch Sewer TS7C | Gravity | Pipe | Buried | OP | CONC | None | 1973-01-01 |  |  | dwg | NI | Transmission | Legacy | 2 |  |  | 4 | 381 | [5 empty] | 64111 | NA |  | 77.32 |  | WSL |  | Te Kawerau a Maki,Ngāti Whātua,Ngāti Maru,Ngāti Whātua o Ōrākei,Ngāti Tamaoho,Ngāti Manuhiri,Te Patukirikiri,Ngāti Whanaunga,Ngāti Tamaterā,Ngāti Pāoa,Ngāi Tai ki Tāmaki,Ngāti Hako,Te Ākitai Waiohua | 2.46 | 2 |  |  |  | no | 5 | 1 | 2 | CCTV NOT Available or Over 30 Years Old & Soil Type Available | 2.0222 | 2 | 1 | 1 | 1 |  | 1 |  | 1.5 | 0.515 | 0.014548 | Modelled Flow Data Used & Depth Available | 77.3247 | 5
3060 | 3321 | 2570924 | 10090346 | 195036 | DSGLF | Glenfield Branch Sewer TS4A | Gravity | Pipe | Buried | OP | CONC | None | 1975-01-01 |  | 18.95 | dwg | NI | Transmission | Legacy | 2 |  |  | 4 | 300 | [5 empty] | 64685 | NA |  | 13.43 |  | WSL |  | Te Kawerau a Maki,Ngāti Whātua,Ngāti Maru,Ngāti Whātua o Ōrākei,Ngāti Tamaoho,Ngāti Manuhiri,Te Patukirikiri,Ngāti Whanaunga,Ngāti Tamaterā,Ngāti Pāoa,Ngāi Tai ki Tāmaki,Ngāti Hako,Te Ākitai Waiohua | 2.27 | 2 | 2 | 2016 | te puna wai | no | 5 | 1 | 2 | CCTV Available (0-10 Years Old) & Soil Type Available | 2.0222 | 2 | 1 | 1 | 1 |  | 1 |  | 1.5 | 0.515 | 0.014548 | Modelled Flow Data Used & Depth Available | 13.4283 | 5
3286 | 3552 | 918711 | 10087796 | 194899 | DSGLW | Glenfield West Branch Sewer TS14D | Gravity | Pipe | Buried | OP | CONC | None | 1990-01-01 |  |  | dwg | NI | Transmission | Legacy | 2 |  |  | 4 | 300 | [5 empty] | 64733 | NA |  | 89.01 |  | WSL |  | Te Kawerau a Maki,Ngāti Whātua,Ngāti Maru,Ngāti Whātua o Ōrākei,Ngāti Tamaoho,Ngāti Manuhiri,Ngāti Whanaunga,Ngāti Tamaterā,Ngāti Pāoa,Ngāi Tai ki Tāmaki,Ngāti Hako,Te Ākitai Waiohua | 3 | 3 | 3 | 2016 | te puna wai | no | 1 | 1 | 1 | CCTV Available (0-10 Years Old) & Soil Type Available | 2.0222 | 2 | 1 | 1 | 1 |  | 1 |  | 1.5 | 0.515 | 0.014548 | Modelled Flow Data Used & Depth Available | 89.0142 | 9
3049 | 3310 | 909729 | 10090180 | 194328 | DSECB | East Coast Bays Branch Sewer TS7 | Gravity | Pipe | Buried | OP | PE | None | 2003-07-19 |  |  | dwg | NI | Transmission | Legacy | 2 |  |  | 4 | 310 | [5 empty] | 64595 | NA |  | 281.55 |  | WSL |  | Te Kawerau a Maki,Ngāti Whātua,Ngāti Maru,Ngāti Whātua o Ōrākei,Ngāti Tamaoho,Ngāti Manuhiri,Te Patukirikiri,Ngāti Whanaunga,Ngāti Tamaterā,Ngāti Pāoa,Ngāi Tai ki Tāmaki,Ngāti Hako,Te Ākitai Waiohua | 1.34 | 1 | 1 | 2016 | te puna wai | no | 3 | 3 | 1 | CCTV Available (0-10 Years Old) & Soil Type Not Available | 2.0222 | 2 | 1 | 1 | 1 |  | 1 |  | 1.5 | 0.515 | 0.015314 | Modelled Flow Data Used & Depth Available | 281.549 | 2
3628 | 3902 | 909727 | 10090181 | 194455 | DSECB | East Coast Bays Branch Sewer TS7 | Gravity | Pipe | Buried | OP | PE | None | 2003-07-19 |  |  | dwg | NI | Transmission | Legacy | 2 |  |  | 4 | 310 | [5 empty] | 64596 | NA |  | 48.96 |  | WSL |  | Te Kawerau a Maki,Ngāti Whātua,Ngāti Maru,Ngāti Whātua o Ōrākei,Ngāti Tamaoho,Ngāti Manuhiri,Te Patukirikiri,Ngāti Whanaunga,Ngāti Tamaterā,Ngāti Pāoa,Ngāi Tai ki Tāmaki,Ngāti Hako,Te Ākitai Waiohua | 1.59 | 2 |  |  |  | no | 3 | 3 | 1 | CCTV NOT Available or Over 30 Years Old & Soil Type Not Available | 2.0222 | 2 | 1 | 1 | 1 |  | 1 |  | 1.5 | 0.515 | 0.015314 | Modelled Flow Data Used & Depth Available | 48.9583 | 5
3959 | 4237 | 925054 | 10090182 | 194151 | DSECB | East Coast Bays Branch Sewer TS7 | Gravity | Pipe | Buried | OP | PE | None | 2003-07-19 |  |  | dwg | NI | Transmission | Legacy | 2 |  |  | 4 | 310 | [5 empty] | 64597 | NA |  | 11.26 |  | WSL |  | Te Kawerau a Maki,Ngāti Whātua,Ngāti Maru,Ngāti Whātua o Ōrākei,Ngāti Tamaoho,Ngāti Manuhiri,Te Patukirikiri,Ngāti Whanaunga,Ngāti Tamaterā,Ngāti Pāoa,Ngāi Tai ki Tāmaki,Ngāti Hako,Te Ākitai Waiohua | 1.59 | 2 |  |  |  | no | 3 | 3 | 1 | CCTV NOT Available or Over 30 Years Old & Soil Type Not Available | 2.0222 | 2 | 1 | 1 | 1 |  | 1 |  | 1.5 | 0.515 | 0.015314 | Modelled Flow Data Used & Depth Available | 11.2553 | 5
4242 | 4527 | 938227 | 10089559 | 194239 | DSBHV | Beach Haven Branch Sewer TS10 | Gravity | Pipe | Buried | OP | CONC | None | 1961-01-01 |  |  | dwg | NI | Transmission | Legacy | 2 |  |  | 4 | 355 | [5 empty] | 64212 | NA |  | 78.74 |  | WSL |  | Te Kawerau a Maki,Ngāti Whātua,Ngāti Maru,Ngāti Whātua o Ōrākei,Ngāti Tamaoho,Ngāti Manuhiri,Ngāti Whanaunga,Ngāti Tamaterā,Ngāti Pāoa,Ngāi Tai ki Tāmaki,Ngāti Hako,Te Ākitai Waiohua | 2.41 | 2 |  |  |  | no | 1 | 1 | 3 | CCTV NOT Available or Over 30 Years Old & Soil Type Available | 2.0222 | 2 | 1 | 1 | 1 |  | 1 |  | 1.5 | 0.515 | 0.015314 | Modelled Flow Data Used & Depth Available | 78.7426 | 5
4205 | 4489 | 937819 | 10089562 | 194024 | DSBHV | Beach Haven Branch Sewer TS10 | Gravity | Pipe | Buried | OP | CONC | None | 1961-01-01 |  |  | dwg | NI | Transmission | Legacy | 2 |  |  | 4 | 355 | [5 empty] | 64215 | NA |  | 54.67 |  | WSL |  | Te Kawerau a Maki,Ngāti Whātua,Ngāti Maru,Ngāti Whātua o Ōrākei,Ngāti Tamaoho,Ngāti Manuhiri,Ngāti Whanaunga,Ngāti Tamaterā,Ngāti Pāoa,Ngāi Tai ki Tāmaki,Ngāti Hako,Te Ākitai Waiohua | 2.41 | 2 |  |  |  | no | 1 | 1 | 3 | CCTV NOT Available or Over 30 Years Old & Soil Type Available | 2.0222 | 2 | 1 | 1 | 1 |  | 1 |  | 1.5 | 0.515 | 0.015314 | Modelled Flow Data Used & Depth Available | 54.6726 | 5
3673 | 3948 | 904027 | 10089558 | 194023 | DSBHV | Beach Haven Branch Sewer TS10 | Gravity | Pipe | Buried | OP | CONC | None | 1961-01-01 |  |  | dwg | NI | Transmission | Legacy | 2 |  |  | 4 | 355 | [5 empty] | 64211 | NA |  | 49.81 |  | WSL |  | Te Kawerau a Maki,Ngāti Whātua,Ngāti Maru,Ngāti Whātua o Ōrākei,Ngāti Tamaoho,Ngāti Manuhiri,Ngāti Whanaunga,Ngāti Tamaterā,Ngāti Pāoa,Ngāi Tai ki Tāmaki,Ngāti Hako,Te Ākitai Waiohua | 2.41 | 2 |  |  |  | no | 1 | 1 | 3 | CCTV NOT Available or Over 30 Years Old & Soil Type Available | 2.0222 | 2 | 1 | 1 | 1 |  | 1 |  | 1.5 | 0.515 | 0.015314 | Modelled Flow Data Used & Depth Available | 49.8098 | 5
2475 | 2692 | 17212 | 10006422 | 195881 | DSMAS | Massey Branch | Gravity | Pipe | Piered | OP | AC | None | 1965-06-30 | 2.4 | 2.3 | appr | WI | Transmission | GP10003 | 2 |  |  | 4 | 375 | [5 empty] | 75775 | NA |  | 23.82 |  | WSL |  | Te Kawerau a Maki,Ngāti Whātua,Ngāti Whātua o Ōrākei,Ngāti Tamaoho,Ngāti Tamaterā,Te Ākitai Waiohua | 3.31 | 3 | 2 | 2009 | te puna wai | yes | 1 | 1 | 5 | CCTV Available (10-20 Years Old) & Soil Type Available | 2.0221 | 2 | 1 | 1 | 1 |  | 1 | Significant Ecological Area - SEA-M2-55a | 1.5 | 0.515 | 0.016579 | Modelled Flow Data Used & Depth Available | 23.8188 | 9
3656 | 3931 | 937063 | 10087790 | 194743 | DSGLW | Glenfield West Branch Sewer TS14D | Gravity | Pipe | Buried | OP | CONC | None | 1990-01-01 |  |  | dwg | NI | Transmission | Legacy | 2 |  |  | 4 | 300 | [5 empty] | 64727 | NA |  | 103.77 |  | WSL |  | Te Kawerau a Maki,Ngāti Whātua,Ngāti Maru,Ngāti Whātua o Ōrākei,Ngāti Tamaoho,Ngāti Manuhiri,Ngāti Whanaunga,Ngāti Tamaterā,Ngāti Pāoa,Ngāi Tai ki Tāmaki,Ngāti Hako,Te Ākitai Waiohua | 2 | 2 | 2 | 2016 | te puna wai | no | 1 | 1 | 1 | CCTV Available (0-10 Years Old) & Soil Type Available | 2.0221 | 2 | 1 | 1 | 1 |  | 1 |  | 1.5 | 0.515 | 0.016845 | Modelled Flow Data Used & Depth Available | 103.7699 | 5
3636 | 3910 | 937066 | 10087789 | 195120 | DSGLW | Glenfield West Branch Sewer TS14D | Gravity | Pipe | Buried | OP | CONC | None | 1989-01-01 |  |  | dwg | NI | Transmission | Legacy | 2 |  |  | 4 | 300 | [5 empty] | 64726 | NA |  | 83.24 |  | WSL |  | Te Kawerau a Maki,Ngāti Whātua,Ngāti Maru,Ngāti Whātua o Ōrākei,Ngāti Tamaoho,Ngāti Manuhiri,Ngāti Whanaunga,Ngāti Tamaterā,Ngāti Pāoa,Ngāi Tai ki Tāmaki,Ngāti Hako,Te Ākitai Waiohua | 3 | 3 | 3 | 2016 | te puna wai | no | 1 | 1 | 1 | CCTV Available (0-10 Years Old) & Soil Type Available | 2.0221 | 2 | 1 | 1 | 1 |  | 1 | Significant Ecological Area - SEA_T_8429 | 1.5 | 0.515 | 0.016845 | Modelled Flow Data Used & Depth Available | 83.2422 | 9
3003 | 3264 | 904036 | 10089557 | 193969 | DSBHV | Beach Haven Branch Sewer TS10 | Gravity | Pipe | Buried | OP | CONC | None | 1961-01-01 |  |  | dwg | NI | Transmission | Legacy | 2 |  |  | 4 | 355 | [5 empty] | 64210 | NA |  | 31.89 |  | WSL |  | Te Kawerau a Maki,Ngāti Whātua,Ngāti Maru,Ngāti Whātua o Ōrākei,Ngāti Tamaoho,Ngāti Manuhiri,Ngāti Whanaunga,Ngāti Tamaterā,Ngāti Pāoa,Ngāi Tai ki Tāmaki,Ngāti Hako,Te Ākitai Waiohua | 2.41 | 2 |  |  |  | no | 1 | 1 | 3 | CCTV NOT Available or Over 30 Years Old & Soil Type Available | 2.0221 | 2 | 1 | 1 | 1 |  | 1 |  | 1.5 | 0.515 | 0.016845 | Modelled Flow Data Used & Depth Available | 31.8877 | 5
3695 | 3970 | 937068 | 10087788 | 194897 | DSGLW | Glenfield West Branch Sewer TS14D | Gravity | Pipe | Buried | OP | CONC | None | 1977-01-01 |  |  | dwg | NI | Transmission | Legacy | 2 |  |  | 4 | 300 | [5 empty] | 64725 | NA |  | 57.55 |  | WSL |  | Te Kawerau a Maki,Ngāti Whātua,Ngāti Maru,Ngāti Whātua o Ōrākei,Ngāti Tamaoho,Ngāti Manuhiri,Ngāti Whanaunga,Ngāti Tamaterā,Ngāti Pāoa,Ngāi Tai ki Tāmaki,Ngāti Hako,Te Ākitai Waiohua | 3 | 3 | 3 | 2016 | te puna wai | no | 1 | 1 | 2 | CCTV Available (0-10 Years Old) & Soil Type Available | 2.0221 | 2 | 1 | 1 | 1 |  | 1 | Significant Ecological Area - SEA_T_8429 | 1.5 | 0.515 | 0.017611 | Modelled Flow Data Used & Depth Available | 57.5471 | 9
2982 | 3242 | 927066 | 10089834 | 194540 | DSBUR | Bush Road Branch Sewer TS25A | Gravity | Pipe | Buried | OP | CONC | None | 1997-01-01 |  |  | dwg | NI | Transmission | Legacy | 2 |  |  | 4 | 300 | [5 empty] | 64351 | NA |  | 29.96 |  | WSL |  | Te Kawerau a Maki,Ngāti Whātua,Ngāti Maru,Ngāti Whātua o Kaipara,Ngāti Whātua o Ōrākei,Ngāti Tamaoho,Ngāti Manuhiri,Ngāti Whanaunga,Ngāti Tamaterā,Ngāti Pāoa,Ngāi Tai ki Tāmaki,Ngāti Hako,Te Ākitai Waiohua | 1.21 | 1 |  |  |  | no | 1 | 3 | 1 | CCTV NOT Available or Over 30 Years Old & Soil Type Available | 2.0221 | 2 | 1 | 1 | 1 |  | 1 |  | 1.5 | 0.515 | 0.017611 | Modelled Flow Data Used & Depth Available | 29.9587 | 2
3110 | 3372 | 2558913 | 10088467 | 195796 | DSNTH | North Branch Sewer TS30 | Gravity | Pipe | Buried | OP | CONC | None | 2003-10-06 |  |  | dwg | NI | Transmission | Legacy | 2 |  |  | 4 | 381 | [5 empty] | 65188 | NA |  | 4.19 |  | WSL |  | Te Kawerau a Maki,Ngāti Whātua,Ngāti Maru,Ngāti Whātua o Kaipara,Ngāti Whātua o Ōrākei,Ngāti Tamaoho,Ngāti Manuhiri,Te Patukirikiri,Ngāti Whanaunga,Ngāti Tamaterā,Ngāti Pāoa,Ngāi Tai ki Tāmaki,Ngāti Hako,Te Ākitai Waiohua | 1.21 | 1 |  |  |  | no | 1 | 3 | 1 | CCTV NOT Available or Over 30 Years Old & Soil Type Available | 2.0219 | 2 | 1 | 1 | 1 |  | 1 |  | 1.5 | 0.515 | 0.026034 | Modelled Flow Data Used & Depth Available | 4.1922 | 2
3055 | 3316 | 1674501 | 10089961 | 194415 | DSCTB | Castor Bay Branch Sewer TS7A | Gravity | Pipe | Buried | OP | AC | None | 2012-11-30 |  |  | dwg | NI | Transmission | R0002944 | 2 |  |  | 4 | 355 | [5 empty] | 64429 | NA |  | 3.53 |  | WSL |  | Te Kawerau a Maki,Ngāti Whātua,Ngāti Maru,Ngāti Whātua o Ōrākei,Ngāti Tamaoho,Ngāti Manuhiri,Te Patukirikiri,Ngāti Whanaunga,Ngāti Tamaterā,Ngāti Pāoa,Ngāi Tai ki Tāmaki,Ngāti Hako,Te Ākitai Waiohua | 1.44 | 1 | 1 | 2015 | te puna wai | no | 5 | 1 | 1 | CCTV Available (0-10 Years Old) & Soil Type Available | 2.0218 | 2 | 1 | 1 | 1 |  | 1 | Significant Ecological Area - SEA_T_9101 | 1.5 | 0.515 | 0.029096 | Modelled Flow Data Used & Depth Available | 3.527 | 2
3936 | 4214 | 926568 | 10088637 | 196799 | DSRLD | Rosedale Branch Sewer TS23 | Gravity | Pipe | Buried | OP | CONC | None | 1989-01-01 |  |  | dwg | NI | Transmission | Legacy | 2 |  |  | 4 | 381 | [5 empty] | 65272 | NA |  | 63.15 |  | WSL |  | Te Kawerau a Maki,Ngāti Whātua,Ngāti Maru,Ngāti Whātua o Kaipara,Ngāti Whātua o Ōrākei,Ngāti Tamaoho,Ngāti Manuhiri,Te Patukirikiri,Ngāti Whanaunga,Ngāti Tamaterā,Ngāti Pāoa,Ngāi Tai ki Tāmaki,Ngāti Hako,Te Ākitai Waiohua | 1.21 | 1 |  |  |  | no | 1 | 3 | 1 | CCTV NOT Available or Over 30 Years Old & Soil Type Available | 2.0218 | 2 | 1 | 1 | 1 |  | 1 |  | 1.5 | 0.515 | 0.029862 | Modelled Flow Data Used & Depth Available | 63.1546 | 2
4084 | 4364 | 927374 | 10089962 | 194068 | DSCTB | Castor Bay Branch Sewer TS7A | Gravity | Pipe | Buried | OP | CONC | None | 1962-01-01 |  |  | dwg | NI | Transmission | Legacy | 2 |  |  | 4 | 355 | [5 empty] | 64430 | NA |  | 65.5 |  | WSL |  | Te Kawerau a Maki,Ngāti Whātua,Ngāti Maru,Ngāti Whātua o Ōrākei,Ngāti Tamaoho,Ngāti Manuhiri,Te Patukirikiri,Ngāti Whanaunga,Ngāti Tamaterā,Ngāti Pāoa,Ngāi Tai ki Tāmaki,Ngāti Hako,Te Ākitai Waiohua | 3.1 | 3 | 3 | 2015 | te puna wai | no | 5 | 1 | 3 | CCTV Available (0-10 Years Old) & Soil Type Available | 2.0218 | 2 | 1 | 1 | 1 |  | 1 | Significant Ecological Area - SEA_T_9101 | 1.5 | 0.515 | 0.032159 | Modelled Flow Data Used & Depth Available | 65.5046 | 9
2957 | 3215 | 904180 | 10089965 | 194416 | DSCTB | Castor Bay Branch Sewer TS7A | Gravity | Pipe | Buried | OP | CONC | None | 1962-01-01 |  |  | dwg | NI | Transmission | Legacy | 2 |  |  | 4 | 355 | [5 empty] | 64433 | NA |  | 17.04 |  | WSL |  | Te Kawerau a Maki,Ngāti Whātua,Ngāti Maru,Ngāti Whātua o Ōrākei,Ngāti Tamaoho,Ngāti Manuhiri,Te Patukirikiri,Ngāti Whanaunga,Ngāti Tamaterā,Ngāti Pāoa,Ngāi Tai ki Tāmaki,Ngāti Hako,Te Ākitai Waiohua | 3.1 | 3 | 3 | 2015 | te puna wai | no | 5 | 1 | 3 | CCTV Available (0-10 Years Old) & Soil Type Available | 2.0218 | 2 | 1 | 1 | 1 |  | 1 |  | 1.5 | 0.515 | 0.032925 | Modelled Flow Data Used & Depth Available | 17.0363 | 9
3308 | 3575 | 927383 | 10089966 | 194075 | DSCTB | Castor Bay Branch Sewer TS7A | Gravity | Pipe | Buried | OP | CONC | None | 1962-01-01 |  |  | dwg | NI | Transmission | Legacy | 2 |  |  | 4 | 355 | [5 empty] | 64434 | NA |  | 64.45 |  | WSL |  | Te Kawerau a Maki,Ngāti Whātua,Ngāti Maru,Ngāti Whātua o Ōrākei,Ngāti Tamaoho,Ngāti Manuhiri,Te Patukirikiri,Ngāti Whanaunga,Ngāti Tamaterā,Ngāti Pāoa,Ngāi Tai ki Tāmaki,Ngāti Hako,Te Ākitai Waiohua | 3 | 3 | 3 | 2015 | te puna wai | no | 1 | 1 | 3 | CCTV Available (0-10 Years Old) & Soil Type Available | 2.0218 | 2 | 1 | 1 | 1 |  | 1 |  | 1.5 | 0.515 | 0.032925 | Modelled Flow Data Used & Depth Available | 64.4528 | 9
3203 | 3467 | 914252 | 10089967 | 194565 | DSCTB | Castor Bay Branch Sewer TS7A | Gravity | Pipe | Buried | OP | CONC | None | 1962-01-01 |  |  | dwg | NI | Transmission | Legacy | 2 |  |  | 4 | 250 | [5 empty] | 64435 | NA |  | 85.81 |  | WSL |  | Te Kawerau a Maki,Ngāti Whātua,Ngāti Maru,Ngāti Whātua o Ōrākei,Ngāti Tamaoho,Ngāti Manuhiri,Te Patukirikiri,Ngāti Whanaunga,Ngāti Tamaterā,Ngāti Pāoa,Ngāi Tai ki Tāmaki,Ngāti Hako,Te Ākitai Waiohua | 3 | 3 | 3 | 2015 | te puna wai | no | 1 | 1 | 3 | CCTV Available (0-10 Years Old) & Soil Type Available | 2.0217 | 2 | 1 | 1 | 1 |  | 1 |  | 1.5 | 0.515 | 0.033691 | Modelled Flow Data Used & Depth Available | 85.8148 | 9
3238 | 3502 | 914251 | 10089968 | 194290 | DSCTB | Castor Bay Branch Sewer TS7A | Gravity | Pipe | Buried | OP | CONC | None | 1962-01-01 |  |  | dwg | NI | Transmission | Legacy | 2 |  |  | 4 | 250 | [5 empty] | 64436 | NA |  | 102.74 |  | WSL |  | Te Kawerau a Maki,Ngāti Whātua,Ngāti Maru,Ngāti Whātua o Ōrākei,Ngāti Tamaoho,Ngāti Manuhiri,Te Patukirikiri,Ngāti Whanaunga,Ngāti Tamaterā,Ngāti Pāoa,Ngāi Tai ki Tāmaki,Ngāti Hako,Te Ākitai Waiohua | 3 | 3 | 3 | 2015 | te puna wai | no | 1 | 1 | 3 | CCTV Available (0-10 Years Old) & Soil Type Available | 2.0217 | 2 | 1 | 1 | 1 |  | 1 |  | 1.5 | 0.515 | 0.034456 | Modelled Flow Data Used & Depth Available | 102.7392 | 9
3662 | 3937 | 909644 | 10089590 | 194037 | DSBHV | Beach Haven Branch Sewer TS10 | Gravity | Pipe | Buried | OP | CONC | None | 1974-01-01 |  |  | dwg | NI | Transmission | Legacy | 2 |  |  | 4 | 300 | [5 empty] | 64243 | NA |  | 28 |  | WSL |  | Te Kawerau a Maki,Ngāti Whātua,Ngāti Maru,Ngāti Whātua o Ōrākei,Ngāti Tamaoho,Ngāti Manuhiri,Ngāti Tamaterā,Ngāi Tai ki Tāmaki,Ngāti Hako,Te Ākitai Waiohua | 1.71 | 2 |  |  |  | no | 1 | 1 | 2 | CCTV NOT Available or Over 30 Years Old & Soil Type Available | 2.0217 | 2 | 1 | 1 | 1 |  | 1 |  | 1.5 | 0.515 | 0.034456 | Modelled Flow Data Used & Depth Available | 27.9969 | 5
4058 | 4337 | 927375 | 10089964 | 194289 | DSCTB | Castor Bay Branch Sewer TS7A | Gravity | Pipe | Buried | OP | CONC | None | 1962-01-01 |  |  | dwg | NI | Transmission | Legacy | 2 |  |  | 4 | 355 | [5 empty] | 64432 | NA |  | 93.63 |  | WSL |  | Te Kawerau a Maki,Ngāti Whātua,Ngāti Maru,Ngāti Whātua o Ōrākei,Ngāti Tamaoho,Ngāti Manuhiri,Te Patukirikiri,Ngāti Whanaunga,Ngāti Tamaterā,Ngāti Pāoa,Ngāi Tai ki Tāmaki,Ngāti Hako,Te Ākitai Waiohua | 3.1 | 3 | 3 | 2015 | te puna wai | no | 5 | 1 | 3 | CCTV Available (0-10 Years Old) & Soil Type Available | 2.0217 | 2 | 1 | 1 | 1 |  | 1 |  | 1.5 | 0.515 | 0.037519 | Modelled Flow Data Used & Depth Available | 93.627 | 9
3736 | 4011 | 913762 | 10088575 | 196148 | DSOTV | Oteha Valley Branch Sewer TS27 | Gravity | Pipe | Buried | OP | PVC-U | None | 1999-05-01 |  |  | dwg | NI | Transmission | Legacy | 2 |  |  | 4 | 300 | [5 empty] | 65264 | NA |  | 34.64 |  | WSL |  | Te Kawerau a Maki,Ngāti Whātua,Ngāti Maru,Ngāti Whātua o Kaipara,Ngāti Whātua o Ōrākei,Ngāti Tamaoho,Ngāti Manuhiri,Te Patukirikiri,Ngāti Whanaunga,Ngāti Tamaterā,Ngāti Pāoa,Ngāi Tai ki Tāmaki,Ngāti Hako,Te Ākitai Waiohua | 1.97 | 2 |  |  |  | no | 5 | 3 | 1 | CCTV NOT Available or Over 30 Years Old & Soil Type Available | 2.018 | 2 | 1 | 1 | 1 |  | 1 |  | 1.5 | 0.515 | 0.2 | Diameter Used For Flow Approximation & Depth Available | 34.6399 | 5
3851 | 4128 | 913760 | 10088572 | 82593953 | DSOTV | Oteha Valley Branch Sewer TS27 | Gravity | Pipe | Buried | OP | PVC-U | None | 1989-01-01 |  |  | dwg | NI | Transmission | Legacy | 2 |  |  | 4 | 300 | ASBUILT | ASBUILT | ASBUILT | ASBUILT | CONS | 65261 | NA |  | 20.19 | ASBUILT | WSL |  | Te Kawerau a Maki,Ngāti Whātua,Ngāti Maru,Ngāti Whātua o Kaipara,Ngāti Whātua o Ōrākei,Ngāti Tamaoho,Ngāti Manuhiri,Te Patukirikiri,Ngāti Whanaunga,Ngāti Tamaterā,Ngāti Pāoa,Ngāi Tai ki Tāmaki,Ngāti Hako,Te Ākitai Waiohua | 1.97 | 2 |  |  |  | no | 5 | 3 | 1 | CCTV NOT Available or Over 30 Years Old & Soil Type Available | 2.018 | 2 | 1 | 1 | 1 |  | 1 |  | 1.5 | 0.515 | 0.2 | Diameter Used For Flow Approximation & Depth Available | 20.1926 | 5
1215 | 1289 | 17095 | 10002870 | 193274 | DPTRC | PS 37 Black Bridge | Gravity | Pipe | Buried | OP | CONC | None | 1996-06-30 |  |  | dwg | EI | Transmission | Legacy | 2 |  |  | 4 | 375 | [5 empty] | 73383 | NA |  | 17.37 |  | WSL |  | Waikato,Te Kawerau a Maki,Ngāti Maru,Ngāti Whātua o Ōrākei,Ngāti Tamaoho,Ngāti Tamaterā,Ngāi Tai ki Tāmaki,Ngāti Hako,Te Ākitai Waiohua | 1.97 | 2 |  |  |  | no | 5 | 3 | 1 | CCTV NOT Available or Over 30 Years Old & Soil Type Available | 2.018 | 2 | 1 | 1 | 1 |  | 1 | Aquifer - Auckland Isthmus Volcanic Aquifer | 1.5 | 0.515 | 0.2 | Diameter Used For Flow Approximation & Depth Available | 17.3661 | 5
4548 | 4996 | 1666692 | 10082290 | 193830 | DSB09 | Branch 9 Mt Roskill | Outfall | Pipe | Buried | OP | PE | None | 2013-11-21 | 56.43 | 55.93 | 0.1s | WI | Transmission | T0000450 | 4 |  |  | 4 | 315 | [5 empty] | 74279 | NA |  | 13.5 |  | WSL |  | Waikato,Te Kawerau a Maki,Ngāti Whātua,Ngāti Maru,Ngāti Whātua o Ōrākei,Ngāti Tamaoho,Ngāti Tamaterā,Ngāi Tai ki Tāmaki,Ngāti Hako,Te Ākitai Waiohua | 1.76 | 2 |  |  |  | no | 5 | 1 | 1 | CCTV NOT Available or Over 30 Years Old & Soil Type Available | 2.018 | 2 | 1 | 1 | 1 |  | 1 |  | 1.5 | 0.515 | 0.2 | Diameter Used For Flow Approximation & Depth Available | 13.5013 | 5
3798 | 4073 | 913761 | 10088573 | 195993 | DSOTV | Oteha Valley Branch Sewer TS27 | Gravity | Pipe | Buried | OP | CLS | None | 1989-01-01 |  |  | dwg | NI | Transmission | Legacy | 2 |  |  | 4 | 315 | [5 empty] | 65262 | NA |  | 6.64 |  | WSL |  | Te Kawerau a Maki,Ngāti Whātua,Ngāti Maru,Ngāti Whātua o Kaipara,Ngāti Whātua o Ōrākei,Ngāti Tamaoho,Ngāti Manuhiri,Te Patukirikiri,Ngāti Whanaunga,Ngāti Tamaterā,Ngāti Pāoa,Ngāi Tai ki Tāmaki,Ngāti Hako,Te Ākitai Waiohua | 2.39 | 2 | 2 | 2018 | te puna wai | no | 5 | 3 | 2 | CCTV Available (0-10 Years Old) & Soil Type Available | 2.018 | 2 | 1 | 1 | 1 |  | 1 |  | 1.5 | 0.515 | 0.2 | Diameter Used For Flow Approximation & Depth Available | 6.6396 | 5
3817 | 4093 | 920547 | 10089134 | 194567 | DSCWD | Chatswood Branch Sewer TS9 | Gravity | Pipe | Buried | OP | PE | None | 2002-10-09 |  |  | dwg | NI | Transmission | Legacy | 2 |  |  | 4 | 200 | [5 empty] | 64466 | NA |  | 5.41 |  | WSL |  | Te Kawerau a Maki,Ngāti Whātua,Ngāti Maru,Ngāti Whātua o Ōrākei,Ngāti Tamaoho,Ngāti Tamaterā,Ngāti Pāoa,Ngāi Tai ki Tāmaki,Ngāti Hako,Te Ākitai Waiohua | 1.76 | 2 |  |  |  | no | 5 | 1 | 1 | CCTV NOT Available or Over 30 Years Old & Soil Type Available | 2.018 | 2 | 1 | 1 | 1 |  | 1 |  | 1.5 | 0.515 | 0.2 | Diameter Used For Flow Approximation & Depth Available | 5.4114 | 5
2829 | 3078 | 302918 | 10077454 | 196958 | DSSLD | South Lynn Branch Diversion Sewer | Gravity | Pipe | Buried | OP | PE | None | 2012-12-13 |  |  | 0.1s | WI | Transmission | T0000239 | 2 |  |  | 4 | 300 | [5 empty] | 77423 | NA |  | 1.97 |  | WSL |  | Waikato,Te Kawerau a Maki,Ngāti Whātua,Ngāti Whātua o Ōrākei,Ngāti Tamaoho,Ngāti Tamaterā,Te Ākitai Waiohua | 1.97 | 2 |  |  |  | no | 5 | 3 | 1 | CCTV NOT Available or Over 30 Years Old & Soil Type Available | 2.018 | 2 | 1 | 1 | 1 |  | 1 |  | 1.5 | 0.515 | 0.2 | Diameter Used For Flow Approximation & Depth Available | 1.9715 | 5
3980 | 4258 | 919192 | 10087917 | 194952 | DSHKI | Hauraki Branch Sewer TS3A | Gravity | Pipe | Buried | OP | CONC | None | 1957-01-01 |  |  | dwg | NI | Transmission | Legacy | 2 |  |  | 4 | 300 | [5 empty] | 64830 | NA |  | 1.47 |  | WSL |  | Te Kawerau a Maki,Ngāti Whātua,Ngāti Maru,Ngāti Whātua o Ōrākei,Ngāti Tamaoho,Te Patukirikiri,Ngāti Whanaunga,Ngāti Tamaterā,Ngāti Pāoa,Ngāi Tai ki Tāmaki,Ngāti Hako,Te Ākitai Waiohua | 3.17 | 3 |  |  |  | no | 5 | 1 | 3 | CCTV NOT Available or Over 30 Years Old & Soil Type Available | 2.018 | 2 | 1 | 1 | 1 |  | 1 |  | 1.5 | 0.515 | 0.2 | Diameter Used For Flow Approximation & Depth Available | 1.4712 | 9
1967 | 2152 | 16778 | 10099280 | 197688 | DSTEN | Te Atatu North Branch | Gravity | Pipe | Exposed | OP | CONC | None | 1966-06-30 |  | 3.14 | dwg | WI | Transmission | Legacy | 2 |  |  | 4 | 381 | [5 empty] | 77883 | NA |  | 52.66 |  | WSL |  | Te Kawerau a Maki,Ngāti Whātua,Ngāti Whātua o Ōrākei,Ngāti Tamaoho,Ngāti Tamaterā,Te Ākitai Waiohua | 2.08 | 2 |  |  |  | no | 3 | 1 | 2 | CCTV NOT Available or Over 30 Years Old & Soil Type Available | 2.018 | 2 | 1 | 1 | 1 |  | 1 |  | 1.5 | 0.515 | 0.2 | Diameter Used For Flow Approximation & Depth Available | 52.66 | 5
1965 | 2150 | 16779 | 10008705 | 197286 | DSTEN | Te Atatu North Branch | Gravity | Pipe | Piered | OP | AC | None | 1966-06-30 |  | 3.01 | dwg | WI | Transmission | Legacy | 2 |  |  | 4 | 375 | [5 empty] | 77881 | NA |  | 30.38 |  | WSL |  | Te Kawerau a Maki,Ngāti Whātua,Ngāti Whātua o Ōrākei,Ngāti Tamaoho,Ngāti Tamaterā,Te Ākitai Waiohua | 3.58 | 4 | 2 | 2013 | te puna wai | no | 3 | 1 | 5 | CCTV Available (10-20 Years Old) & Soil Type Available | 2.018 | 2 | 1 | 1 | 1 |  | 1 | Significant Ecological Area - SEA-M2-55a | 1.5 | 0.515 | 0.2 | Diameter Used For Flow Approximation & Depth Available | 30.381 | 15
4838 | 768945 | 5885658 | 0 | 82891780 |  |  | Gravity | Pipe | Buried | OP |  | None |  |  |  | 0.1s |  | Transmission |  | 2 |  |  |  | 0 | ASBUILT | ASBUILT | ASBUILT | ASBUILT | CONS |  |  |  | 27.51 | ASBUILT | WSL |  |  | 3 | 3 |  |  |  | no | 3 | 3 | 3 | CCTV NOT Available or Over 30 Years Old & Soil Type Not Available | 2.018 | 2 | 1 | 1 | 1 |  | 1 |  | 1.5 | 0.515 | 0.2 | Diameter Used For Flow Approximation & Depth Available | 27.5101 | 9
1216 | 1290 | 17096 | 10002871 | 193018 | DPTRC | PS 37 Black Bridge | Gravity | Pipe | Buried | OP | CONC | None | 1996-06-30 |  |  | dwg | EI | Transmission | Legacy | 2 |  |  | 4 | 150 | [5 empty] | 73384 | NA |  | 15.89 |  | WSL |  | Waikato,Te Kawerau a Maki,Ngāti Maru,Ngāti Whātua o Ōrākei,Ngāti Tamaoho,Ngāti Tamaterā,Ngāi Tai ki Tāmaki,Ngāti Hako,Te Ākitai Waiohua | 1.59 | 2 |  |  |  | no | 3 | 3 | 1 | CCTV NOT Available or Over 30 Years Old & Soil Type Available | 2.018 | 2 | 1 | 1 | 1 |  | 1 | Aquifer - Auckland Isthmus Volcanic Aquifer | 1.5 | 0.515 | 0.2 | Diameter Used For Flow Approximation & Depth Available | 15.8948 | 5
4819 | 766195 | 5871935 | 0 | 82891830 | DSGLD | Glendowie Branch | Gravity | Pipe | Buried | OP |  | None |  |  | 5.79 | 0.1s |  | Transmission | 2012200.00 | 2 |  |  |  | 0 | ASBUILT | ASBUILT | ASBUILT | ASBUILT | CONS | 82891209 |  |  | 6.28 | ASBUILT | WSL |  |  | 3 | 3 |  |  |  | no | 3 | 3 | 3 | CCTV NOT Available or Over 30 Years Old & Soil Type Not Available | 2.018 | 2 | 1 | 1 | 1 |  | 1 |  | 1.5 | 0.515 | 0.2 | Diameter Used For Flow Approximation & Depth Available | 6.2787 | 9
4148 | 4430 | 931918 | 10087943 | 194805 | DSHKI | Hauraki Branch Sewer TS3A | Gravity | Pipe | Buried | OP | VC | None | 1979-01-01 |  |  | dwg | NI | Transmission | Legacy | 2 |  |  | 4 | 300 | [5 empty] | 64856 | NA |  | 5.77 |  | WSL |  | Te Kawerau a Maki,Ngāti Whātua,Ngāti Maru,Ngāti Whātua o Ōrākei,Ngāti Tamaoho,Ngāti Manuhiri,Te Patukirikiri,Ngāti Whanaunga,Ngāti Tamaterā,Ngāti Pāoa,Ngāi Tai ki Tāmaki,Ngāti Hako,Te Ākitai Waiohua | 2 | 2 | 2 | 2017 | te puna wai | no | 3 | 3 | 1 | CCTV Available (0-10 Years Old) & Soil Type Available | 2.018 | 2 | 1 | 1 | 1 |  | 1 | Significant Ecological Area - SEA_T_8411 | 1.5 | 0.515 | 0.2 | Diameter Used For Flow Approximation & Depth Available | 5.7716 | 5
3967 | 4245 | 923904 | 10088557 | 195989 | DSOTV | Oteha Valley Branch Sewer TS27 | Gravity | Pipe | Buried | OP | CONC | None | 1989-01-01 |  |  | dwg | NI | Transmission | Legacy | 2 |  |  | 4 | 355 | [5 empty] | 65246 | NA |  | 90.78 |  | WSL |  | Te Kawerau a Maki,Ngāti Whātua,Ngāti Maru,Ngāti Whātua o Kaipara,Ngāti Whātua o Ōrākei,Ngāti Tamaoho,Ngāti Manuhiri,Te Patukirikiri,Ngāti Whanaunga,Ngāti Tamaterā,Ngāti Pāoa,Ngāi Tai ki Tāmaki,Ngāti Hako,Te Ākitai Waiohua | 2 | 2 | 2 | 2018 | te puna wai | no | 1 | 3 | 1 | CCTV Available (0-10 Years Old) & Soil Type Available | 2.018 | 2 | 1 | 1 | 1 |  | 1 |  | 1.5 | 0.515 | 0.2 | Diameter Used For Flow Approximation & Depth Available | 90.7768 | 5
3413 | 3686 | 926652 | 10088568 | 196489 | DSOTV | Oteha Valley Branch Sewer TS27 | Gravity | Pipe | Buried | OP | PVC-U | None | 1989-01-01 |  |  | dwg | NI | Transmission | Legacy | 2 |  |  | 4 | 300 | [5 empty] | 65257 | NA |  | 88.19 |  | WSL |  | Te Kawerau a Maki,Ngāti Whātua,Ngāti Maru,Ngāti Whātua o Kaipara,Ngāti Whātua o Ōrākei,Ngāti Tamaoho,Ngāti Manuhiri,Te Patukirikiri,Ngāti Whanaunga,Ngāti Tamaterā,Ngāti Pāoa,Ngāi Tai ki Tāmaki,Ngāti Hako,Te Ākitai Waiohua | 3 | 3 | 3 | 2018 | te puna wai | no | 1 | 3 | 1 | CCTV Available (0-10 Years Old) & Soil Type Available | 2.018 | 2 | 1 | 1 | 1 |  | 1 |  | 1.5 | 0.515 | 0.2 | Diameter Used For Flow Approximation & Depth Available | 88.1862 | 9
1945 | 2130 | 16068 | 10008665 | 197671 | DSTBR | Tamaki Bridge Branch | Gravity | Pipe | Buried | OP | CONC | None | 1960-06-30 |  | 4.82 | dwg | SI | Transmission | Legacy | 2 |  |  | 4 | 250 | [5 empty] | 77859 | NA |  | 64.38 |  | WSL |  | Waikato,Te Kawerau a Maki,Ngāti Maru,Ngāti Tamaoho,Ngāti Whanaunga,Ngāti Tamaterā,Ngāti Pāoa,Ngāi Tai ki Tāmaki,Ngāti Hako,Te Ākitai Waiohua | 1.94 | 2 | 1 | 2015 | te puna wai | no | 1 | 3 | 3 | CCTV Available (0-10 Years Old) & Soil Type Available | 2.018 | 2 | 1 | 1 | 1 |  | 1 |  | 1.5 | 0.515 | 0.2 | Diameter Used For Flow Approximation & Depth Available | 64.385 | 5
1963 | 2148 | 16780 | 10099278 | 197290 | DSTEN | Te Atatu North Branch | Gravity | Pipe | Buried | OP | CONC | None | 1966-06-30 |  | 2.87 | dwg | WI | Transmission | Legacy | 2 |  |  | 4 | 381 | [5 empty] | 77879 | NA |  | 39.58 |  | WSL |  | Te Kawerau a Maki,Ngāti Whātua,Ngāti Whātua o Ōrākei,Ngāti Tamaoho,Ngāti Tamaterā,Te Ākitai Waiohua | 1.71 | 2 |  |  |  | no | 1 | 1 | 2 | CCTV NOT Available or Over 30 Years Old & Soil Type Available | 2.018 | 2 | 1 | 1 | 1 |  | 1 | Significant Ecological Area - SEA_T_3377 | 1.5 | 0.515 | 0.2 | Diameter Used For Flow Approximation & Depth Available | 39.5802 | 5
3284 | 3550 | 928992 | 10089800 | 193847 | DSBMT | Belmont Branch Sewer TS2B | Gravity | Pipe | Buried | OP | CONC | None | 1967-01-01 |  |  | dwg | NI | Transmission | Legacy | 2 |  |  | 4 | 381 | [5 empty] | 64345 | NA |  | 32.91 |  | WSL |  | Te Kawerau a Maki,Ngāti Whātua,Ngāti Maru,Ngāti Whātua o Ōrākei,Ngāti Tamaoho,Te Patukirikiri,Ngāti Whanaunga,Ngāti Tamaterā,Ngāti Pāoa,Ngāi Tai ki Tāmaki,Ngāti Hako,Te Ākitai Waiohua | 3 | 3 | 3 | 2016 | te puna wai | no | 1 | 1 | 2 | CCTV Available (0-10 Years Old) & Soil Type Available | 2.018 | 2 | 1 | 1 | 1 |  | 1 |  | 1.5 | 0.515 | 0.2 | Diameter Used For Flow Approximation & Depth Available | 32.9122 | 9
3168 | 3432 | 918284 | 10090015 | 194571 | DSCWD | Chatswood Branch Sewer TS9 | Gravity | Pipe | Buried | OP | CLS | None | 1960-01-01 |  |  | dwg | NI | Transmission | Legacy | 2 |  |  | 4 | 315 | [5 empty] | 64465 | NA |  | 32.39 |  | WSL |  | Te Kawerau a Maki,Ngāti Whātua,Ngāti Maru,Ngāti Whātua o Ōrākei,Ngāti Tamaoho,Ngāti Tamaterā,Ngāti Pāoa,Ngāi Tai ki Tāmaki,Ngāti Hako,Te Ākitai Waiohua | 3.82 | 4 |  |  |  | no | 1 | 1 | 5 | CCTV NOT Available or Over 30 Years Old & Soil Type Available | 2.018 | 2 | 1 | 1 | 1 |  | 1 | Significant Ecological Area - SEA_T_8178 | 1.5 | 0.515 | 0.2 | Diameter Used For Flow Approximation & Depth Available | 32.3934 | 15
3033 | 3294 | 904581 | 10088565 | 195991 | DSOTV | Oteha Valley Branch Sewer TS27 | Gravity | Pipe | Buried | OP | PVC-U | None | 1985-01-01 |  |  | dwg | NI | Transmission | Legacy | 2 |  |  | 4 | 300 | [5 empty] | 65254 | NA |  | 27.48 |  | WSL |  | Te Kawerau a Maki,Ngāti Whātua,Ngāti Maru,Ngāti Whātua o Kaipara,Ngāti Whātua o Ōrākei,Ngāti Tamaoho,Ngāti Manuhiri,Te Patukirikiri,Ngāti Whanaunga,Ngāti Tamaterā,Ngāti Pāoa,Ngāi Tai ki Tāmaki,Ngāti Hako,Te Ākitai Waiohua | 1.12 | 1 | 1 | 2018 | te puna wai | no | 1 | 3 | 1 | CCTV Available (0-10 Years Old) & Soil Type Available | 2.018 | 2 | 1 | 1 | 1 |  | 1 |  | 1.5 | 0.515 | 0.2 | Diameter Used For Flow Approximation & Depth Available | 27.4756 | 2
2886 | 3141 | 1673861 | 10080565 | 195530 | DSMND | Manurewa Branch Diversion | Gravity | Pipe | Buried | OP | CONC | None | 2013-07-05 |  | 11.01 | 0.1s | SI | Transmission | T0000419 | 2 |  |  | 4 | 375 | [5 empty] | 75879 | NA |  | 16.38 |  | WSL |  | Waikato,Ngāti Maru,Ngāti Tamaoho,Ngāti Whanaunga,Ngāti Tamaterā,Ngāti Pāoa,Ngāi Tai ki Tāmaki,Ngāti Hako,Te Ākitai Waiohua | 1 | 1 |  |  |  | no | 1 | 1 | 1 | CCTV NOT Available or Over 30 Years Old & Soil Type Available | 2.018 | 2 | 1 | 1 | 1 |  | 1 |  | 1.5 | 0.515 | 0.2 | Diameter Used For Flow Approximation & Depth Available | 16.376 | 2
4472 | 4768 | 4537695 | 10107057 | 195618 | DSLYF | Lynfield Branch | Gravity | Pipe | Buried | OP | VC | None | 1951-07-01 | 32.62 |  | dwg | WI | Transmission | T0001292A | 2 | 32.62 | 1 | 4 | 300 | [5 empty] | 75668 | NA |  | 15.39 |  | WSL |  | Waikato,Te Kawerau a Maki,Ngāti Whātua,Ngāti Maru,Ngāti Whātua o Ōrākei,Ngāti Tamaoho,Ngāti Tamaterā,Ngāi Tai ki Tāmaki,Ngāti Hako,Te Ākitai Waiohua | 1.71 | 2 |  |  |  | no | 1 | 1 | 2 | CCTV NOT Available or Over 30 Years Old & Soil Type Available | 2.018 | 2 | 1 | 1 | 1 |  | 1 |  | 1.5 | 0.515 | 0.2 | Diameter Used For Flow Approximation & Depth Available | 15.3897 | 5
1957 | 2142 | 17082 | 10100136 | 193273 | DPTEN | PS 42 Te Atatu North | Gravity | Pipe | Buried | OP | CONC | None | 1978-06-30 |  |  | dwg | WI | Transmission | Legacy | 2 |  |  | 4 | 375 | [5 empty] | 73210 | NA |  | 6.51 |  | WSL |  | Te Kawerau a Maki,Ngāti Whātua,Ngāti Whātua o Ōrākei,Ngāti Tamaoho,Ngāti Tamaterā,Te Ākitai Waiohua | 1.92 | 2 |  |  |  | no | 1 | 3 | 2 | CCTV NOT Available or Over 30 Years Old & Soil Type Available | 2.018 | 2 | 1 | 1 | 1 |  | 1 |  | 1.5 | 0.515 | 0.2 | Diameter Used For Flow Approximation & Depth Available | 6.5147 | 5
4128 | 4410 | 931396 | 10088857 | 197599 | DSTPF | Takapuna Foreshore Branch Sewer TS6B | Gravity | Pipe | Buried | OP | CONC | RIBLO | 1940-01-01 |  |  | dwg | NI | Transmission | Legacy | 2 |  |  | 4 | 300 | [5 empty] | 65433 | NA |  | 5.75 |  | WSL |  | Te Kawerau a Maki,Ngāti Whātua,Ngāti Maru,Ngāti Whātua o Ōrākei,Ngāti Tamaoho,Te Patukirikiri,Ngāti Whanaunga,Ngāti Tamaterā,Ngāti Pāoa,Ngāi Tai ki Tāmaki,Ngāti Hako,Te Ākitai Waiohua | 3 | 3 | 3 | 2015 | te puna wai | no | 1 | 1 | 1 | CCTV Available (0-10 Years Old) & Soil Type Available | 2.018 | 2 | 1 | 1 | 1 |  | 1 |  | 1.5 | 0.515 | 0.2 | Diameter Used For Flow Approximation & Depth Available | 5.7508 | 9
1113 | 1173 | 27232 | 10005515 | 194606 | DSFAR | Favona Rising Main | Gravity | Pipe | Encased | OP | VC | None | 1964-06-30 |  |  | dwg | EI | Transmission | Legacy | 2 |  |  | 4 | 225 | [5 empty] | 74970 | NA |  | 1.94 |  | WSL |  | Waikato,Te Kawerau a Maki,Ngāti Maru,Ngāti Whātua o Ōrākei,Ngāti Tamaoho,Ngāti Tamaterā,Ngāi Tai ki Tāmaki,Ngāti Hako,Te Ākitai Waiohua | 1.21 | 1 |  |  |  | no | 1 | 3 | 1 | CCTV NOT Available or Over 30 Years Old & Soil Type Available | 2.018 | 2 | 1 | 1 | 1 |  | 1 |  | 1.5 | 0.515 | 0.2 | Diameter Used For Flow Approximation & Depth Available | 1.9359 | 2
1230 | 1312 | 29944 | 10007568 | 196391 | DSPAS | Papakura South Branch | Gravity | Pipe | In Chamber | OP | PE | None | 2007-05-21 |  |  | 0.1s | SI | Transmission | DC07046 | 2 |  |  | 4 | 110 | [5 empty] | 76688 | NA |  | 1.86 |  | WSL |  | Waikato,Ngāti Maru,Ngāti Tamaoho,Ngāti Whanaunga,Ngāti Tamaterā,Ngāti Pāoa,Ngāi Tai ki Tāmaki,Ngāti Hako,Te Ākitai Waiohua | 1.21 | 1 |  |  |  | no | 1 | 3 | 1 | CCTV NOT Available or Over 30 Years Old & Soil Type Available | 2.018 | 2 | 1 | 1 | 1 |  | 1 |  | 1.5 | 0.515 | 0.2 | Diameter Used For Flow Approximation & Depth Available | 1.8581 | 2
3499 | 3772 | 933052 | 10088337 | 196102 | DSNCT | Northcote Branch Sewer TS8 | Gravity | Pipe | Buried | OP | AC | None | 1957-01-01 |  |  | dwg | NI | Transmission | Legacy | 2 |  |  | 4 | 150 | [5 empty] | 65119 | NA |  | 1.64 |  | WSL |  | Te Kawerau a Maki,Ngāti Whātua,Ngāti Maru,Ngāti Whātua o Ōrākei,Ngāti Tamaoho,Ngāti Manuhiri,Te Patukirikiri,Ngāti Whanaunga,Ngāti Tamaterā,Ngāti Pāoa,Ngāi Tai ki Tāmaki,Ngāti Hako,Te Ākitai Waiohua | 4.03 | 4 |  |  |  | no | 1 | 3 | 5 | CCTV NOT Available or Over 30 Years Old & Soil Type Available | 2.018 | 2 | 1 | 1 | 1 |  | 1 |  | 1.5 | 0.515 | 0.2 | Diameter Used For Flow Approximation & Depth Available | 1.6406 | 15
2303 | 2514 | 14926 | 10006806 | 196361 | DSONE | Onehunga Branch | Gravity | Pipe | Buried | OP | CONC | None | 1962-06-30 | 20.52 | 20.18 | dwg | WI | Transmission | Legacy | 2 |  |  | 4 | 375 | [5 empty] | 76120 | NA |  | 92.65 |  | WSL |  | Waikato,Te Kawerau a Maki,Ngāti Whātua,Ngāti Maru,Ngāti Whātua o Ōrākei,Ngāti Tamaoho,Ngāti Tamaterā,Ngāti Pāoa,Ngāi Tai ki Tāmaki,Ngāti Hako,Te Ākitai Waiohua | 2.24 | 2 | 2 | 2021 | CCTV Footage Review Log South_Latest.xls | yes | 1 | 1 | 3 | CCTV Available (0-10 Years Old) & Soil Type Available | 2.0164 | 2 | 2 | 1 | 1 |  | 1 | Aquifer - Onehunga Volcanic Aquifer | 1 | 0.5 | 0.021897 | Modelled Flow Data Used & Depth Available | 92.651 | 5
1765 | 1925 | 15716 | 10006292 | 195241 | DSMAH | Mahia Branch | Gravity | Pipe | Buried | OP | AC | None | 1969-06-30 | 4.85 | 4.68 | dwg | SI | Transmission | Legacy | 2 |  |  | 4 | 375 | [5 empty] | 75686 | NA |  | 20.36 |  | WSL |  | Waikato,Ngāti Maru,Ngāti Tamaoho,Ngāti Whanaunga,Ngāti Tamaterā,Ngāti Pāoa,Ngāi Tai ki Tāmaki,Ngāti Hako,Te Ākitai Waiohua | 2.77 | 3 | 2 | 2016 | te puna wai | no | 1 | 3 | 4 | CCTV Available (0-10 Years Old) & Soil Type Available | 2.0138 | 2 | 2 | 1 | 1 |  | 1 |  | 1 | 0.5 | 0.018336 | Modelled Flow Data Used & Depth Available | 20.3581 | 9
1278 | 1367 | 16770 | 10008717 | 197289 | DSTEN | Te Atatu North Branch | Gravity | Pipe | Buried | OP | AC | CIP | 1984-06-30 | 17.08 | 12.01 | dwg | WI | Transmission | Legacy | 2 |  |  | 4 | 225 | [5 empty] | 77894 | NA |  | 90.12 |  | WSL |  | Te Kawerau a Maki,Ngāti Whātua,Ngāti Whātua o Ōrākei,Ngāti Tamaoho,Ngāti Tamaterā,Te Ākitai Waiohua | 1.15 | 1 | 1 | 2013 | te puna wai | no | 1 | 3 | 1 | CCTV Available (10-20 Years Old) & Soil Type Available | 2.0133 | 2 | 2 | 1 | 1 |  | 1 |  | 1 | 0.5 | 0.017695 | Modelled Flow Data Used & Depth Available | 90.1175 | 2
1279 | 1368 | 16771 | 10008716 | 196946 | DSTEN | Te Atatu North Branch | Gravity | Pipe | Buried | OP | AC | CIP | 1984-06-30 | 12.01 | 8.09 | dwg | WI | Transmission | Legacy | 2 |  |  | 4 | 225 | [5 empty] | 77893 | NA |  | 51.56 |  | WSL |  | Te Kawerau a Maki,Ngāti Whātua,Ngāti Whātua o Ōrākei,Ngāti Tamaoho,Ngāti Tamaterā,Te Ākitai Waiohua | 1.15 | 1 | 1 | 2013 | te puna wai | no | 1 | 3 | 1 | CCTV Available (10-20 Years Old) & Soil Type Available | 2.0133 | 2 | 2 | 1 | 1 |  | 1 |  | 1 | 0.5 | 0.017695 | Modelled Flow Data Used & Depth Available | 51.5606 | 2
1569 | 1706 | 15623 | 10004259 | 193162 | DSB04 | Branch 4 Hardinge Street | Gravity | Channel | In Tunnel | OP | CONC | None | 1920-06-30 | 5.89 | 5.65 | dwg | OM | Transmission | Legacy | 2 |  |  | 4 | 300 | [5 empty] | 74052 | NA |  | 10.44 |  | WSL |  | Te Kawerau a Maki,Ngāti Whātua,Ngāti Maru,Ngāti Whātua o Ōrākei,Ngāti Tamaoho,Te Patukirikiri,Ngāti Tamaterā,Ngāti Pāoa,Ngāi Tai ki Tāmaki,Ngāti Hako,Te Ākitai Waiohua | 3.47 | 3 | 3 | 2014 | te puna wai | no | 1 | 1 | 5 | CCTV Available (0-10 Years Old) & Soil Type Available | 2.0131 | 2 | 2 | 1 | 1 |  | 1 |  | 1 | 0.5 | 0.017409 | Modelled Flow Data Used & Depth Available | 10.4433 | 9
837 | 877 | 15510 | 10004082 | 193522 | DSB01 | Branch 1 Remuera | Gravity | Pipe | Buried | OP | VC | None | 1910-06-30 | 53.17 | 51.6 | dwg | OM | Transmission | Legacy | 2 |  |  | 4 | 375 | [5 empty] | 73936 | NA |  | 121.95 |  | WSL |  | Waikato,Te Kawerau a Maki,Ngāti Whātua,Ngāti Maru,Ngāti Whātua o Ōrākei,Ngāti Tamaoho,Ngāti Tamaterā,Ngāti Pāoa,Ngāi Tai ki Tāmaki,Ngāti Hako,Te Ākitai Waiohua | 3.5 | 4 | 3 | 2018 | te puna wai | yes | 5 | 1 | 4 | CCTV Available (0-10 Years Old) & Soil Type Available | 2 | 2 | 1 | 1 | 1 |  | 1 | Aquifer - Onehunga Volcanic Aquifer | 1 | 0.5 | 0.2 | Diameter Used For Flow Approximation & Depth Available | 121.9548 | 15
1972 | 2158 | 15461 | 10007911 | 196548 | DSROY | Royal Oak Branch | Gravity | Pipe | Buried | OP | PE | None | 2005-06-30 | 47.56 | 47.28 | dwg | WI | Transmission | Legacy | 2 |  |  | 4 | 250 | [5 empty] | 77153 | NA |  | 105.43 |  | WSL |  | Waikato,Te Kawerau a Maki,Ngāti Whātua,Ngāti Maru,Ngāti Whātua o Ōrākei,Ngāti Tamaoho,Ngāti Tamaterā,Ngāi Tai ki Tāmaki,Ngāti Hako,Te Ākitai Waiohua | 1.44 | 1 | 1 | 2014 | te puna wai | no | 5 | 1 | 1 | CCTV Available (0-10 Years Old) & Soil Type Available | 2 | 2 | 1 | 1 | 1 |  | 1 | Aquifer - Onehunga Volcanic Aquifer | 1 | 0.5 | 0.00058555 | Modelled Flow Data Used & Depth Available | 105.4302 | 2
1994 | 2181 | 15995 | 10009496 | 197826 | DSWIR | Wiri Branch | Gravity | Pipe | Buried | OP | CONC | None | 1972-06-30 | 35.88 | 35.38 | dwg | SI | Transmission | Legacy | 2 |  |  | 4 | 375 | [5 empty] | 78602 | NA |  | 98.39 |  | WSL |  | Waikato,Te Kawerau a Maki,Ngāti Maru,Ngāti Tamaoho,Ngāti Whanaunga,Ngāti Tamaterā,Ngāti Pāoa,Ngāi Tai ki Tāmaki,Ngāti Hako,Te Ākitai Waiohua | 2.33 | 2 | 2 | 2006 | te puna wai | no | 5 | 1 | 2 | CCTV Available (10-20 Years Old) & Soil Type Available | 2 | 2 | 1 | 1 | 1 |  | 1 | Significant Ecological Area - SEA_T_4202 | 1 | 0.5 | 0.010974 | Modelled Flow Data Used & Depth Available | 98.3929 | 5
1680 | 1831 | 15197 | 10004643 | 193821 | DSB09 | Branch 9 Mt Roskill | Gravity | Pipe | Buried | OP | CONC | None | 1965-06-30 | 54.75 | 54.51 | dwg | WI | Transmission | Legacy | 2 |  |  | 4 | 375 | [5 empty] | 74349 | NA |  | 98.22 |  | WSL |  | Waikato,Te Kawerau a Maki,Ngāti Whātua,Ngāti Maru,Ngāti Whātua o Ōrākei,Ngāti Tamaoho,Ngāti Tamaterā,Ngāi Tai ki Tāmaki,Ngāti Hako,Te Ākitai Waiohua | 2.27 | 2 | 2 | 2016 | CCTV Footage Review Log South_Latest.xls | no | 5 | 1 | 2 | CCTV Available (0-10 Years Old) & Soil Type Available | 2 | 2 | 1 | 1 | 1 |  | 1 |  | 1 | 0.5 | 0.009475 | Modelled Flow Data Used & Depth Available | 98.2248 | 5
1974 | 2160 | 15057 | 10007912 | 196851 | DSROY | Royal Oak Branch | Gravity | Pipe | Buried | OP | PE | None | 2005-06-30 | 47.68 | 47.56 | dwg | WI | Transmission | Legacy | 2 |  |  | 4 | 250 | [5 empty] | 77154 | NA |  | 69.02 |  | WSL |  | Waikato,Te Kawerau a Maki,Ngāti Whātua,Ngāti Maru,Ngāti Whātua o Ōrākei,Ngāti Tamaoho,Ngāti Tamaterā,Ngāi Tai ki Tāmaki,Ngāti Hako,Te Ākitai Waiohua | 2 | 2 | 2 | 2014 | te puna wai | no | 5 | 3 | 1 | CCTV Available (0-10 Years Old) & Soil Type Available | 2 | 2 | 1 | 1 | 1 |  | 1 | Aquifer - Onehunga Volcanic Aquifer | 1 | 0.5 | 0.00011904 | Modelled Flow Data Used & Depth Available | 69.0235 | 5
2665 | 2897 | 14804 | 10007354 | 196125 | DSOTN | Otahuhu North Branch | Gravity | Pipe | Buried | OP | CONC | None | 1965-06-30 | 2.45 | 2.13 | dwg | EI | Transmission | Legacy | 2 |  |  | 4 | 318 | [5 empty] | 76531 | NA |  | 68.99 |  | WSL |  | Waikato,Te Kawerau a Maki,Ngāti Maru,Ngāti Whātua o Ōrākei,Ngāti Tamaoho,Ngāti Tamaterā,Ngāti Pāoa,Ngāi Tai ki Tāmaki,Ngāti Hako,Te Ākitai Waiohua | 3 | 3 | 3 | 2020 | CCTV Footage Review Log South_Latest.xls | no | 5 | 1 | 2 | CCTV Available (0-10 Years Old) & Soil Type Available | 2 | 2 | 1 | 1 | 1 |  | 1 | Mana Whenua - Te To Waka Otahuhu portage , Aquifer - Auckland Isthmus Volcanic Aquifer | 1 | 0.5 | 0.0034554 | Modelled Flow Data Used & Depth Available | 68.9883 | 9
1975 | 2161 | 15055 | 10007916 | 196852 | DSROY | Royal Oak Branch | Gravity | Pipe | Buried | OP | PE | None | 2003-12-09 | 48.41 | 47.58 | dwg | WI | Transmission | Legacy | 2 |  |  | 4 | 250 | [5 empty] | 77156 | NA |  | 65.82 |  | WSL |  | Waikato,Te Kawerau a Maki,Ngāti Whātua,Ngāti Maru,Ngāti Whātua o Ōrākei,Ngāti Tamaoho,Ngāti Tamaterā,Ngāi Tai ki Tāmaki,Ngāti Hako,Te Ākitai Waiohua | 1.56 | 2 | 1 | 2014 | te puna wai | no | 5 | 3 | 1 | CCTV Available (0-10 Years Old) & Soil Type Available | 2 | 2 | 1 | 1 | 1 |  | 1 | Aquifer - Onehunga Volcanic Aquifer | 1 | 0.5 | 0.2 | Diameter Used For Flow Approximation & Depth Available | 65.8159 | 5
2517 | 2735 | 15591 | 10006223 | 195758 | DSKOH | Kohimarama Branch | Gravity | Pipe | Buried | OP | CONC | None | 1968-06-30 | 2.55 | 0.88 | dwg | EI | Transmission | Legacy | 2 |  |  | 4 | 300 | [5 empty] | 75624 | NA |  | 64.24 |  | WSL |  | Waikato,Te Kawerau a Maki,Ngāti Whātua,Ngāti Maru,Ngāti Whātua o Ōrākei,Ngāti Tamaoho,Te Patukirikiri,Ngāti Whanaunga,Ngāti Tamaterā,Ngāti Pāoa,Ngāi Tai ki Tāmaki,Ngāti Hako,Te Ākitai Waiohua | 3 | 3 | 3 | 2021 | CCTV Footage Review Log South_Latest.xls | no | 5 | 1 | 2 | CCTV Available (0-10 Years Old) & Soil Type Available | 2 | 2 | 1 | 1 | 1 |  | 1 |  | 1 | 0.5 | 0.015411 | Modelled Flow Data Used & Depth Available | 64.239 | 9
1627 | 1773 | 15196 | 10004642 | 193432 | DSB09 | Branch 9 Mt Roskill | Gravity | Pipe | Buried | OP | CONC | None | 1965-06-30 | 54.51 | 54.37 | dwg | WI | Transmission | Legacy | 2 |  |  | 4 | 375 | [5 empty] | 74348 | NA |  | 64.23 |  | WSL |  | Waikato,Te Kawerau a Maki,Ngāti Whātua,Ngāti Maru,Ngāti Whātua o Ōrākei,Ngāti Tamaoho,Ngāti Tamaterā,Ngāi Tai ki Tāmaki,Ngāti Hako,Te Ākitai Waiohua | 2.27 | 2 | 2 | 2016 | CCTV Footage Review Log South_Latest.xls | no | 5 | 1 | 2 | CCTV Available (0-10 Years Old) & Soil Type Available | 2 | 2 | 1 | 1 | 1 |  | 1 |  | 1 | 0.5 | 0.01146 | Modelled Flow Data Used & Depth Available | 64.2322 | 5
4251 | 4536 | 937194 | 10087995 | 194965 | DSHLA | Hillcrest A Branch Sewer TS15A | Gravity | Pipe | Buried | OP | PE | None | 2008-03-05 | 32.38 | 30.68 | dwg | NI | Transmission | Legacy | 2 |  |  | 4 | 300 | [5 empty] | 64879 | NA |  | 57.28 |  | WSL |  | Te Kawerau a Maki,Ngāti Whātua,Ngāti Maru,Ngāti Whātua o Ōrākei,Ngāti Tamaoho,Ngāti Manuhiri,Te Patukirikiri,Ngāti Whanaunga,Ngāti Tamaterā,Ngāti Pāoa,Ngāi Tai ki Tāmaki,Ngāti Hako,Te Ākitai Waiohua | 1.44 | 1 | 1 | 2018 | te puna wai | no | 5 | 1 | 1 | CCTV Available (0-10 Years Old) & Soil Type Available | 2 | 2 | 1 | 1 | 1 |  | 1 |  | 1 | 0.5 | 0.0045942 | Modelled Flow Data Used & Depth Available | 57.2754 | 2
1980 | 2166 | 15056 | 10007914 | 196999 | DSROY | Royal Oak Branch | Gravity | Pipe | Buried | OP | PE | None | 2005-06-30 | 48.41 | 47.68 | dwg | WI | Transmission | Legacy | 2 |  |  | 4 | 250 | [5 empty] | 77155 | NA |  | 53.96 |  | WSL |  | Waikato,Te Kawerau a Maki,Ngāti Whātua,Ngāti Maru,Ngāti Whātua o Ōrākei,Ngāti Tamaoho,Ngāti Tamaterā,Ngāi Tai ki Tāmaki,Ngāti Hako,Te Ākitai Waiohua | 1.56 | 2 | 1 | 2014 | te puna wai | no | 5 | 3 | 1 | CCTV Available (0-10 Years Old) & Soil Type Available | 2 | 2 | 1 | 1 | 1 |  | 1 | Aquifer - Onehunga Volcanic Aquifer | 1 | 0.5 | 5.1477e-05 | Modelled Flow Data Used & Depth Available | 53.9616 | 5
1979 | 2165 | 15460 | 10007910 | 196998 | DSROY | Royal Oak Branch | Gravity | Pipe | Buried | OP | VC | CIP | 1968-06-30 | 47.28 | 47.09 | dwg | WI | Transmission | Legacy | 2 |  |  | 4 | 375 | [5 empty] | 77152 | NA |  | 37.68 |  | WSL |  | Waikato,Te Kawerau a Maki,Ngāti Whātua,Ngāti Maru,Ngāti Whātua o Ōrākei,Ngāti Tamaoho,Ngāti Tamaterā,Ngāi Tai ki Tāmaki,Ngāti Hako,Te Ākitai Waiohua | 1.44 | 1 | 1 | 2014 | te puna wai | no | 5 | 1 | 1 | CCTV Available (0-10 Years Old) & Soil Type Available | 2 | 2 | 1 | 1 | 1 |  | 1 | Aquifer - Onehunga Volcanic Aquifer | 1 | 0.5 | 0.00083007 | Modelled Flow Data Used & Depth Available | 37.6844 | 2
1629 | 1775 | 1666686 | 10082464 | 193678 | DSB09 | Branch 9 Mt Roskill | Gravity | Pipe | Buried | OP | CONC | None | 1965-06-30 | 56.06 | 55.89 | dwg | WI | Transmission | Legacy | 2 |  |  | 4 | 305 | [5 empty] | 74354 | NA |  | 35.12 |  | WSL |  | Waikato,Te Kawerau a Maki,Ngāti Whātua,Ngāti Maru,Ngāti Whātua o Ōrākei,Ngāti Tamaoho,Ngāti Tamaterā,Ngāi Tai ki Tāmaki,Ngāti Hako,Te Ākitai Waiohua | 2.46 | 2 |  |  |  | no | 5 | 1 | 2 | CCTV NOT Available or Over 30 Years Old & Soil Type Available | 2 | 2 | 1 | 1 | 1 |  | 1 |  | 1 | 0.5 | 0.0094782 | Modelled Flow Data Used & Depth Available | 35.1244 | 5
2851 | 3103 | 15202 | 10004648 | 193676 | DSB09 | Branch 9 Mt Roskill | Gravity | Pipe | Buried | OP | CONC | None | 1965-06-30 | 55.87 | 55.88 | dwg | WI | Transmission | Legacy | 2 |  |  | 4 | 305 | [5 empty] | 74354 | NA |  | 25.71 |  | WSL |  | Waikato,Te Kawerau a Maki,Ngāti Whātua,Ngāti Maru,Ngāti Whātua o Ōrākei,Ngāti Tamaoho,Ngāti Tamaterā,Ngāi Tai ki Tāmaki,Ngāti Hako,Te Ākitai Waiohua | 2.27 | 2 | 2 | 2016 | CCTV Footage Review Log South_Latest.xls | no | 5 | 1 | 2 | CCTV Available (0-10 Years Old) & Soil Type Available | 2 | 2 | 1 | 1 | 1 |  | 1 |  | 1 | 0.5 | 0.2 | Diameter Used For Flow Approximation & Depth Available | 25.7131 | 5
665 | 694 | 15299 | 10005004 | 193904 | DSB9C | Branch 9C Carrington | Gravity | Pipe | Buried | OP | CONC | None | 1946-06-30 | 24.47 | 24.29 | dwg | OM | Transmission | Legacy | 2 |  |  | 4 | 318 | [5 empty] | 74530 | NA |  | 19.88 |  | WSL |  | Waikato,Te Kawerau a Maki,Ngāti Whātua,Ngāti Maru,Ngāti Whātua o Ōrākei,Ngāti Tamaoho,Ngāti Tamaterā,Ngāi Tai ki Tāmaki,Ngāti Hako,Te Ākitai Waiohua | 2.84 | 3 | 2 | 2012 | te puna wai | no | 5 | 1 | 3 | CCTV Available (10-20 Years Old) & Soil Type Available | 2 | 2 | 1 | 1 | 1 |  | 1 | Significant Ecological Area - SEA_T_6008, Aquifer - Auckland Isthmus Volcanic Aquifer | 1 | 0.5 | 0.0051702 | Modelled Flow Data Used & Depth Available | 19.8819 | 9
2802 | 3050 | 302891 | 10076214 | 195688 | DSONE | Onehunga Branch | Gravity | Pipe | Buried | OP | CONC | None | 1962-06-30 | 20.52 | 20.18 | dwg | WI | Transmission | Legacy | 2 |  |  | 4 | 375 | [5 empty] | 76119 | NA |  | 16.67 |  | WSL |  | Waikato,Te Kawerau a Maki,Ngāti Whātua,Ngāti Maru,Ngāti Whātua o Ōrākei,Ngāti Tamaoho,Ngāti Tamaterā,Ngāti Pāoa,Ngāi Tai ki Tāmaki,Ngāti Hako,Te Ākitai Waiohua | 2.67 | 3 | 2 | 2021 | CCTV Footage Review Log South_Latest.xls | yes | 5 | 1 | 3 | CCTV Available (0-10 Years Old) & Soil Type Available | 2 | 2 | 1 | 1 | 1 |  | 1 | Aquifer - Onehunga Volcanic Aquifer | 1 | 0.5 | 0.2 | Diameter Used For Flow Approximation & Depth Available | 16.6742 | 9
2883 | 3138 | 1673709 | 10082477 | 195638 | DSMAN | Manurewa Branch | Gravity | Pipe | Buried | OP | CONC | None | 1966-06-30 | 16.12 | 16.06 | dwg | SI | Transmission | Legacy | 2 |  |  | 4 | 381 | [5 empty] | 75742 | NA |  | 6.15 |  | WSL |  | Waikato,Ngāti Maru,Ngāti Tamaoho,Ngāti Whanaunga,Ngāti Tamaterā,Ngāti Pāoa,Ngāi Tai ki Tāmaki,Ngāti Hako,Te Ākitai Waiohua | 2.46 | 2 |  |  | CCTV app | yes | 5 | 1 | 2 | CCTV NOT Available or Over 30 Years Old & Soil Type Available | 2 | 2 | 1 | 1 | 1 |  | 1 |  | 1 | 0.5 | 0.2 | Diameter Used For Flow Approximation & Depth Available | 6.1453 | 5
1586 | 1723 | 17399 | 10005007 | 194097 | DSB9C | Branch 9C Carrington | Gravity | Pipe | Buried | OP | CONC | None | 1946-06-30 | 25.28 | 25.2 | dwg | OM | Transmission | Legacy | 2 |  |  | 4 | 318 | [5 empty] | 74532 | NA |  | 5.56 |  | WSL |  | Waikato,Te Kawerau a Maki,Ngāti Whātua,Ngāti Maru,Ngāti Whātua o Ōrākei,Ngāti Tamaoho,Ngāti Tamaterā,Ngāi Tai ki Tāmaki,Ngāti Hako,Te Ākitai Waiohua | 2.84 | 3 | 2 | 2012 | te puna wai | no | 5 | 1 | 3 | CCTV Available (10-20 Years Old) & Soil Type Available | 2 | 2 | 1 | 1 | 1 |  | 1 | Significant Ecological Area - SEA_T_6008, Aquifer - Auckland Isthmus Volcanic Aquifer | 1 | 0.5 | 0.0051702 | Modelled Flow Data Used & Depth Available | 5.5566 | 9
1134 | 1199 | 15592 | 10006224 | 195226 | DSKOH | Kohimarama Branch | Gravity | Pipe | Buried | OP | CONC | None | 1968-06-30 | 2.62 | 2.55 | dwg | EI | Transmission | Legacy | 2 |  |  | 4 | 300 | [5 empty] | 75625 | NA |  | 2.97 |  | WSL |  | Waikato,Te Kawerau a Maki,Ngāti Whātua,Ngāti Maru,Ngāti Whātua o Ōrākei,Ngāti Tamaoho,Te Patukirikiri,Ngāti Whanaunga,Ngāti Tamaterā,Ngāti Pāoa,Ngāi Tai ki Tāmaki,Ngāti Hako,Te Ākitai Waiohua | 2.27 | 2 | 2 | 2021 | CCTV Footage Review Log South_Latest.xls | no | 5 | 1 | 2 | CCTV Available (0-10 Years Old) & Soil Type Available | 2 | 2 | 1 | 1 | 1 |  | 1 |  | 1 | 0.5 | 0.015414 | Modelled Flow Data Used & Depth Available | 2.9695 | 5
2654 | 2881 | 15060 | 10007922 | 197001 | DSROY | Royal Oak Branch | Gravity | Pipe | Buried | OP | CONC | None | 1968-06-30 | 57.4 | 55.14 | dwg | WI | Transmission | Legacy | 2 |  |  | 4 | 225 | [5 empty] | 77162 | NA |  | 148.11 |  | WSL |  | Waikato,Te Kawerau a Maki,Ngāti Whātua,Ngāti Maru,Ngāti Whātua o Ōrākei,Ngāti Tamaoho,Ngāti Tamaterā,Ngāi Tai ki Tāmaki,Ngāti Hako,Te Ākitai Waiohua | 2.17 | 2 | 2 | 2014 | te puna wai | no | 3 | 3 | 2 | CCTV Available (0-10 Years Old) & Soil Type Available | 2 | 2 | 1 | 1 | 1 |  | 1 | Aquifer - Onehunga Volcanic Aquifer | 1 | 0.5 | 0.0042565 | Modelled Flow Data Used & Depth Available | 148.1089 | 5
1978 | 2164 | 15059 | 10007921 | 196703 | DSROY | Royal Oak Branch | Gravity | Pipe | Buried | OP | CONC | None | 1968-06-30 | 55.14 | 52.74 | dwg | WI | Transmission | Legacy | 2 |  |  | 4 | 225 | [5 empty] | 77161 | NA |  | 142.6 |  | WSL |  | Waikato,Te Kawerau a Maki,Ngāti Whātua,Ngāti Maru,Ngāti Whātua o Ōrākei,Ngāti Tamaoho,Ngāti Tamaterā,Ngāi Tai ki Tāmaki,Ngāti Hako,Te Ākitai Waiohua | 2.17 | 2 | 2 | 2014 | te puna wai | no | 3 | 3 | 2 | CCTV Available (0-10 Years Old) & Soil Type Available | 2 | 2 | 1 | 1 | 1 |  | 1 | Aquifer - Onehunga Volcanic Aquifer | 1 | 0.5 | 0.0042533 | Modelled Flow Data Used & Depth Available | 142.6024 | 5
1977 | 2163 | 15058 | 10007920 | 196853 | DSROY | Royal Oak Branch | Gravity | Pipe | Buried | OP | CONC | None | 1968-06-30 | 52.74 | 50.22 | dwg | WI | Transmission | Legacy | 2 |  |  | 4 | 225 | [5 empty] | 77160 | NA |  | 140.61 |  | WSL |  | Waikato,Te Kawerau a Maki,Ngāti Whātua,Ngāti Maru,Ngāti Whātua o Ōrākei,Ngāti Tamaoho,Ngāti Tamaterā,Ngāi Tai ki Tāmaki,Ngāti Hako,Te Ākitai Waiohua | 2.17 | 2 | 2 | 2014 | te puna wai | no | 3 | 3 | 2 | CCTV Available (0-10 Years Old) & Soil Type Available | 2 | 2 | 1 | 1 | 1 |  | 1 | Aquifer - Onehunga Volcanic Aquifer | 1 | 0.5 | 0.0042533 | Modelled Flow Data Used & Depth Available | 140.6102 | 5
1894 | 2071 | 16223 | 10006485 | 196061 | DSMGB | Mangere Bridge Branch | Gravity | Pipe | Buried | OP | CONC | CIP | 1964-06-30 | 11.88 | 10.89 | dwg | WI | Transmission | Legacy | 2 |  |  | 4 | 280 | [5 empty] | 75825 | NA |  | 98.87 |  | WSL |  | Waikato,Te Kawerau a Maki,Ngāti Maru,Ngāti Whātua o Ōrākei,Ngāti Tamaoho,Ngāti Tamaterā,Ngāi Tai ki Tāmaki,Ngāti Hako,Te Ākitai Waiohua | 1.34 | 1 | 1 | 2018 | CCTV Footage Review Log South_Latest.xls | no | 3 | 3 | 1 | CCTV Available (0-10 Years Old) & Soil Type Available | 2 | 2 | 1 | 1 | 1 |  | 1 | Aquifer - Auckland Isthmus Volcanic Aquifer | 1 | 0.5 | 0.0075929 | Modelled Flow Data Used & Depth Available | 98.8724 | 2
1897 | 2074 | 16229 | 10006488 | 195519 | DSMGB | Mangere Bridge Branch | Gravity | Pipe | Buried | OP | CONC | CIP | 1964-06-30 | 13.54 | 13.14 | dwg | WI | Transmission | Legacy | 2 |  |  | 4 | 318 | [5 empty] | 75828 | NA |  | 94.15 |  | WSL |  | Waikato,Te Kawerau a Maki,Ngāti Maru,Ngāti Whātua o Ōrākei,Ngāti Tamaoho,Ngāti Tamaterā,Ngāi Tai ki Tāmaki,Ngāti Hako,Te Ākitai Waiohua | 1.34 | 1 | 1 | 2018 | CCTV Footage Review Log South_Latest.xls | no | 3 | 3 | 1 | CCTV Available (0-10 Years Old) & Soil Type Available | 2 | 2 | 1 | 1 | 1 |  | 1 | Aquifer - Auckland Isthmus Volcanic Aquifer | 1 | 0.5 | 0.008127 | Modelled Flow Data Used & Depth Available | 94.1542 | 2
1895 | 2072 | 14933 | 10006486 | 195363 | DSMGB | Mangere Bridge Branch | Gravity | Pipe | Buried | OP | CONC | CIP | 1964-06-30 | 12.77 | 11.88 | dwg | WI | Transmission | Legacy | 2 |  |  | 4 | 280 | [5 empty] | 75826 | NA |  | 88.95 |  | WSL |  | Waikato,Te Kawerau a Maki,Ngāti Maru,Ngāti Whātua o Ōrākei,Ngāti Tamaoho,Ngāti Tamaterā,Ngāi Tai ki Tāmaki,Ngāti Hako,Te Ākitai Waiohua | 1.34 | 1 | 1 | 2018 | CCTV Footage Review Log South_Latest.xls | no | 3 | 3 | 1 | CCTV Available (0-10 Years Old) & Soil Type Available | 2 | 2 | 1 | 1 | 1 |  | 1 | Aquifer - Auckland Isthmus Volcanic Aquifer | 1 | 0.5 | 0.0078052 | Modelled Flow Data Used & Depth Available | 88.9529 | 2
923 | 973 | 16219 | 10006479 | 195904 | DSMGB | Mangere Bridge Branch | Gravity | Pipe | Buried | OP | CONC | CIP | 1964-06-30 | 9.64 | 9.36 | dwg | WI | Transmission | Legacy | 2 |  |  | 4 | 381 | [5 empty] | 75818 | NA |  | 87.93 |  | WSL |  | Waikato,Te Kawerau a Maki,Ngāti Maru,Ngāti Whātua o Ōrākei,Ngāti Tamaoho,Ngāti Tamaterā,Ngāi Tai ki Tāmaki,Ngāti Hako,Te Ākitai Waiohua | 2 | 2 | 2 | 2018 | CCTV Footage Review Log South_Latest.xls | no | 3 | 3 | 1 | CCTV Available (0-10 Years Old) & Soil Type Available | 2 | 2 | 1 | 1 | 1 |  | 1 | Aquifer - Auckland Isthmus Volcanic Aquifer | 1 | 0.5 | 0.0075575 | Modelled Flow Data Used & Depth Available | 87.932 | 5
1887 | 2064 | 16218 | 10006478 | 195361 | DSMGB | Mangere Bridge Branch | Gravity | Pipe | Buried | OP | CONC | CIP | 1964-06-30 | 9.36 | 9.09 | dwg | WI | Transmission | Legacy | 2 |  |  | 4 | 381 | [5 empty] | 75817 | NA |  | 81.17 |  | WSL |  | Waikato,Te Kawerau a Maki,Ngāti Maru,Ngāti Whātua o Ōrākei,Ngāti Tamaoho,Ngāti Tamaterā,Ngāi Tai ki Tāmaki,Ngāti Hako,Te Ākitai Waiohua | 2 | 2 | 2 | 2018 | CCTV Footage Review Log South_Latest.xls | no | 3 | 3 | 1 | CCTV Available (0-10 Years Old) & Soil Type Available | 2 | 2 | 1 | 1 | 1 |  | 1 | Aquifer - Auckland Isthmus Volcanic Aquifer | 1 | 0.5 | 0.0075929 | Modelled Flow Data Used & Depth Available | 81.1682 | 5
1896 | 2073 | 16230 | 10006487 | 195906 | DSMGB | Mangere Bridge Branch | Gravity | Pipe | Buried | OP | CONC | CIP | 1964-06-30 | 13.14 | 12.77 | 0.1s | WI | Transmission | DC07073 | 2 |  |  | 4 | 318 | [5 empty] | 75827 | NA |  | 81.08 |  | WSL |  | Waikato,Te Kawerau a Maki,Ngāti Maru,Ngāti Whātua o Ōrākei,Ngāti Tamaoho,Ngāti Tamaterā,Ngāi Tai ki Tāmaki,Ngāti Hako,Te Ākitai Waiohua | 1.34 | 1 | 1 | 2018 | CCTV Footage Review Log South_Latest.xls | no | 3 | 3 | 1 | CCTV Available (0-10 Years Old) & Soil Type Available | 2 | 2 | 1 | 1 | 1 |  | 1 | Aquifer - Auckland Isthmus Volcanic Aquifer | 1 | 0.5 | 0.0075414 | Modelled Flow Data Used & Depth Available | 81.0826 | 2
1892 | 2069 | 16222 | 10006483 | 195905 | DSMGB | Mangere Bridge Branch | Gravity | Pipe | Buried | OP | CONC | CIP | 1964-06-30 | 10.8 | 10.63 | dwg | WI | Transmission | Legacy | 2 |  |  | 4 | 381 | [5 empty] | 75822 | NA |  | 80.46 |  | WSL |  | Waikato,Te Kawerau a Maki,Ngāti Maru,Ngāti Whātua o Ōrākei,Ngāti Tamaoho,Ngāti Tamaterā,Ngāi Tai ki Tāmaki,Ngāti Hako,Te Ākitai Waiohua | 2 | 2 | 2 | 2018 | CCTV Footage Review Log South_Latest.xls | no | 3 | 3 | 1 | CCTV Available (0-10 Years Old) & Soil Type Available | 2 | 2 | 1 | 1 | 1 |  | 1 | Aquifer - Auckland Isthmus Volcanic Aquifer | 1 | 0.5 | 0.007239 | Modelled Flow Data Used & Depth Available | 80.4615 | 5
1904 | 2081 | 14935 | 10006495 | 195521 | DSMGB | Mangere Bridge Branch | Gravity | Pipe | Buried | OP | CONC | CIP | 1964-06-30 | 15.9 | 15.67 | dwg | WI | Transmission | Legacy | 2 |  |  | 4 | 280 | [5 empty] | 75835 | NA |  | 66.5 |  | WSL |  | Waikato,Te Kawerau a Maki,Ngāti Maru,Ngāti Whātua o Ōrākei,Ngāti Tamaoho,Ngāti Tamaterā,Ngāi Tai ki Tāmaki,Ngāti Hako,Te Ākitai Waiohua | 2 | 2 | 2 | 2018 | CCTV Footage Review Log South_Latest.xls | no | 3 | 3 | 1 | CCTV Available (0-10 Years Old) & Soil Type Available | 2 | 2 | 1 | 1 | 1 |  | 1 | Aquifer - Auckland Isthmus Volcanic Aquifer | 1 | 0.5 | 0.011602 | Modelled Flow Data Used & Depth Available | 66.5032 | 5
1903 | 2080 | 16225 | 10006494 | 195365 | DSMGB | Mangere Bridge Branch | Gravity | Pipe | Buried | OP | CONC | CIP | 1964-06-30 | 15.67 | 15.46 | dwg | WI | Transmission | Legacy | 2 |  |  | 4 | 280 | [5 empty] | 75834 | NA |  | 63.26 |  | WSL |  | Waikato,Te Kawerau a Maki,Ngāti Maru,Ngāti Whātua o Ōrākei,Ngāti Tamaoho,Ngāti Tamaterā,Ngāi Tai ki Tāmaki,Ngāti Hako,Te Ākitai Waiohua | 2 | 2 | 2 | 2018 | CCTV Footage Review Log South_Latest.xls | no | 3 | 3 | 1 | CCTV Available (0-10 Years Old) & Soil Type Available | 2 | 2 | 1 | 1 | 1 |  | 1 | Aquifer - Auckland Isthmus Volcanic Aquifer | 1 | 0.5 | 0.0083232 | Modelled Flow Data Used & Depth Available | 63.2647 | 5
1898 | 2075 | 16224 | 10006489 | 196062 | DSMGB | Mangere Bridge Branch | Gravity | Pipe | Buried | OP | CONC | CIP | 1964-06-30 | 13.82 | 13.54 | dwg | WI | Transmission | Legacy | 2 |  |  | 4 | 318 | [5 empty] | 75829 | NA |  | 62.98 |  | WSL |  | Waikato,Te Kawerau a Maki,Ngāti Maru,Ngāti Whātua o Ōrākei,Ngāti Tamaoho,Ngāti Tamaterā,Ngāi Tai ki Tāmaki,Ngāti Hako,Te Ākitai Waiohua | 2 | 2 | 2 | 2018 | CCTV Footage Review Log South_Latest.xls | no | 3 | 3 | 1 | CCTV Available (0-10 Years Old) & Soil Type Available | 2 | 2 | 1 | 1 | 1 |  | 1 | Aquifer - Auckland Isthmus Volcanic Aquifer | 1 | 0.5 | 0.0093077 | Modelled Flow Data Used & Depth Available | 62.9791 | 5
1893 | 2070 | 16231 | 10006484 | 195518 | DSMGB | Mangere Bridge Branch | Gravity | Pipe | Buried | OP | CONC | CIP | 1964-06-30 | 10.89 | 10.8 | dwg | WI | Transmission | Legacy | 2 |  |  | 4 | 381 | [5 empty] | 75823 | NA |  | 39.73 |  | WSL |  | Waikato,Te Kawerau a Maki,Ngāti Maru,Ngāti Whātua o Ōrākei,Ngāti Tamaoho,Ngāti Tamaterā,Ngāi Tai ki Tāmaki,Ngāti Hako,Te Ākitai Waiohua | 2 | 2 | 2 | 2018 | CCTV Footage Review Log South_Latest.xls | no | 3 | 3 | 1 | CCTV Available (0-10 Years Old) & Soil Type Available | 2 | 2 | 1 | 1 | 1 |  | 1 | Aquifer - Auckland Isthmus Volcanic Aquifer | 1 | 0.5 | 0.0073355 | Modelled Flow Data Used & Depth Available | 39.7349 | 5
1132 | 1194 | 15582 | 10004276 | 193566 | DSB05 | Branch 5 Herne Bay | Gravity | Pipe | Tunnelled | OP | VC | None | 1912-06-30 | 7.09 | 6.74 | dwg | OM | Transmission | Legacy | 2 |  |  | 4 | 375 | [5 empty] | 74070 | NA |  | 192.62 |  | WSL |  | Te Kawerau a Maki,Ngāti Whātua,Ngāti Maru,Ngāti Whātua o Ōrākei,Ngāti Tamaoho,Te Patukirikiri,Ngāti Tamaterā,Ngāti Pāoa,Ngāi Tai ki Tāmaki,Ngāti Hako,Te Ākitai Waiohua | 2.64 | 3 | 2 | 2018 | CCTV Footage Review Log South_Latest.xls | no | 1 | 1 | 4 | CCTV Available (0-10 Years Old) & Soil Type Available | 2 | 2 | 1 | 1 | 1 |  | 1 |  | 1 | 0.5 | 0.011502 | Modelled Flow Data Used & Depth Available | 192.6154 | 9
956 | 1010 | 15992 | 10009493 | 197386 | DSWIR | Wiri Branch | Gravity | Pipe | Buried | OP | CONC | None | 1972-06-30 | 33.55 | 32.3 | dwg | SI | Transmission | Legacy | 2 |  |  | 4 | 375 | [5 empty] | 78599 | NA |  | 166.31 |  | WSL |  | Waikato,Te Kawerau a Maki,Ngāti Maru,Ngāti Tamaoho,Ngāti Whanaunga,Ngāti Tamaterā,Ngāti Pāoa,Ngāi Tai ki Tāmaki,Ngāti Hako,Te Ākitai Waiohua | 2 | 2 | 2 | 2004 | te puna wai | no | 1 | 3 | 2 | CCTV Available (10-20 Years Old) & Soil Type Available | 2 | 2 | 1 | 1 | 1 |  | 1 |  | 1 | 0.5 | 0.011682 | Modelled Flow Data Used & Depth Available | 166.3115 | 5
2093 | 2294 | 16596 | 10008942 | 197527 | DSTIT | Titirangi Branch | Gravity | Pipe | Buried | OP | VC | None | 1989-06-30 | 27.96 | 8.63 | dwg | WI | Transmission | Legacy | 2 |  |  | 4 | 225 | [5 empty] | 78095 | NA |  | 146.95 |  | WSL |  | Waikato,Te Kawerau a Maki,Ngāti Whātua,Ngāti Whātua o Ōrākei,Ngāti Tamaoho,Ngāti Tamaterā,Te Ākitai Waiohua | 3 | 3 | 3 | 2002 | te puna wai | no | 1 | 1 | 1 | CCTV Available (20-30 Years Old) & Soil Type Available | 2 | 2 | 1 | 1 | 1 |  | 1 |  | 1 | 0.5 | 0.015701 | Modelled Flow Data Used & Depth Available | 146.9471 | 9
2334 | 2545 | 16009 | 10099294 | 197248 | DSWEY | Weymouth Branch | Gravity | Pipe | Buried | OP | AC | None | 1969-06-30 | 25.67 | 24.3 | dwg | SI | Transmission | Legacy | 2 |  |  | 4 | 250 | [5 empty] | 78191 | NA |  | 145.19 |  | WSL |  | Waikato,Ngāti Maru,Ngāti Tamaoho,Ngāti Whanaunga,Ngāti Tamaterā,Ngāi Tai ki Tāmaki,Ngāti Hako,Te Ākitai Waiohua | 3.12 | 3 |  |  |  | no | 1 | 1 | 4 | CCTV NOT Available or Over 30 Years Old & Soil Type Available | 2 | 2 | 1 | 1 | 1 |  | 1 |  | 1 | 0.5 | 0.2 | Diameter Used For Flow Approximation & Depth Available | 145.1922 | 9
2092 | 2293 | 16597 | 10008943 | 197722 | DSTIT | Titirangi Branch | Gravity | Pipe | Buried | OP | VC | None | 1988-06-30 | 45.05 | 27.96 | dwg | WI | Transmission | Legacy | 2 |  |  | 4 | 225 | [5 empty] | 78096 | NA |  | 129.1 |  | WSL |  | Waikato,Te Kawerau a Maki,Ngāti Whātua,Ngāti Whātua o Ōrākei,Ngāti Tamaoho,Ngāti Tamaterā,Te Ākitai Waiohua | 4 | 4 | 4 | 2010 | te puna wai | no | 1 | 1 | 1 | CCTV Available (10-20 Years Old) & Soil Type Available | 2 | 2 | 1 | 1 | 1 |  | 1 |  | 1 | 0.5 | 0.015858 | Modelled Flow Data Used & Depth Available | 129.0997 | 15
841 | 881 | 15515 | 10004077 | 193118 | DSB01 | Branch 1 Remuera | Gravity | Pipe | Buried | OP | CONC | CIP | 1910-06-30 | 45.65 | 42.35 | dwg | OM | Transmission | Legacy | 2 |  |  | 4 | 375 | [5 empty] | 73931 | NA |  | 122.46 |  | WSL |  | Waikato,Te Kawerau a Maki,Ngāti Whātua,Ngāti Maru,Ngāti Whātua o Ōrākei,Ngāti Tamaoho,Ngāti Tamaterā,Ngāti Pāoa,Ngāi Tai ki Tāmaki,Ngāti Hako,Te Ākitai Waiohua | 1 | 1 | 1 | 2013 | te puna wai | yes | 1 | 1 | 1 | CCTV Available (10-20 Years Old) & Soil Type Available | 2 | 2 | 1 | 1 | 1 |  | 1 |  | 1 | 0.5 | 0.2 | Diameter Used For Flow Approximation & Depth Available | 122.4578 | 2
2086 | 2287 | 15505 | 10004083 | 193366 | DSB01 | Branch 1 Remuera | Gravity | Pipe | Buried | OP | VC | RIBLO | 1910-06-30 | 54.7 | 53.17 | dwg | OM | Transmission | DU1512 | 2 |  |  | 4 | 375 | ASBUILT | ASBUILT | ASBUILT | ASBUILT | CONS | 73937 | NA |  | 116.33 | ASBUILT | WSL |  | Waikato,Te Kawerau a Maki,Ngāti Whātua,Ngāti Maru,Ngāti Whātua o Ōrākei,Ngāti Tamaoho,Ngāti Tamaterā,Ngāti Pāoa,Ngāi Tai ki Tāmaki,Ngāti Hako,Te Ākitai Waiohua | 3 | 3 | 3 | 2013 | te puna wai | yes | 1 | 1 | 1 | CCTV Available (10-20 Years Old) & Soil Type Available | 2 | 2 | 1 | 1 | 1 |  | 1 | Aquifer - Onehunga Volcanic Aquifer | 1 | 0.5 | 0.2 | Diameter Used For Flow Approximation & Depth Available | 116.3311 | 9
713 | 746 | 15076 | 10007702 | 196768 | DSPNW | Penrose West Branch | Gravity | Pipe | Buried | OP | CONC | None | 1960-06-30 | 21.95 | 18.55 | dwg | WI | Transmission | Legacy | 2 |  |  | 4 | 318 | [5 empty] | 77004 | NA |  | 113 |  | WSL |  | Waikato,Te Kawerau a Maki,Ngāti Whātua,Ngāti Maru,Ngāti Whātua o Ōrākei,Ngāti Tamaoho,Ngāti Tamaterā,Ngāti Pāoa,Ngāi Tai ki Tāmaki,Ngāti Hako,Te Ākitai Waiohua | 1.81 | 2 | 1 | 2016 | te puna wai | no | 1 | 1 | 3 | CCTV Available (0-10 Years Old) & Soil Type Available | 2 | 2 | 1 | 1 | 1 |  | 1 | Aquifer - Mt Wellington Volcanic Aquifer | 1 | 0.5 | 0.00026382 | Modelled Flow Data Used & Depth Available | 113.0043 | 5
3800 | 4075 | 918406 | 10089969 | 194417 | DSCTB | Castor Bay Branch Sewer TS7A | Gravity | Pipe | Buried | OP | CONC | PVC | 1962-01-01 | 31.98 | 23.43 | dwg | NI | Transmission | Legacy | 2 |  |  | 4 | 250 | [5 empty] | 64437 | NA |  | 110.5 |  | WSL |  | Te Kawerau a Maki,Ngāti Whātua,Ngāti Maru,Ngāti Whātua o Ōrākei,Ngāti Tamaoho,Ngāti Manuhiri,Te Patukirikiri,Ngāti Whanaunga,Ngāti Tamaterā,Ngāti Pāoa,Ngāi Tai ki Tāmaki,Ngāti Hako,Te Ākitai Waiohua | 1 | 1 | 1 | 2015 | te puna wai | no | 1 | 1 | 1 | CCTV Available (0-10 Years Old) & Soil Type Available | 2 | 2 | 1 | 1 | 1 |  | 1 |  | 1 | 0.5 | 0.034456 | Modelled Flow Data Used & Depth Available | 110.4973 | 2
2302 | 2513 | 14927 | 10006807 | 195684 | DSONE | Onehunga Branch | Gravity | Pipe | Buried | OP | CONC | None | 1962-06-30 | 20.86 | 20.52 | dwg | WI | Transmission | Legacy | 2 |  |  | 4 | 375 | [5 empty] | 76121 | NA |  | 107.31 |  | WSL |  | Waikato,Te Kawerau a Maki,Ngāti Whātua,Ngāti Maru,Ngāti Whātua o Ōrākei,Ngāti Tamaoho,Ngāti Tamaterā,Ngāti Pāoa,Ngāi Tai ki Tāmaki,Ngāti Hako,Te Ākitai Waiohua | 2.24 | 2 | 2 | 2021 | CCTV Footage Review Log South_Latest.xls | yes | 1 | 1 | 3 | CCTV Available (0-10 Years Old) & Soil Type Available | 2 | 2 | 1 | 1 | 1 |  | 1 | Aquifer - Onehunga Volcanic Aquifer | 1 | 0.5 | 0.016225 | Modelled Flow Data Used & Depth Available | 107.3065 | 5
1678 | 1829 | 15194 | 10004640 | 193674 | DSB09 | Branch 9 Mt Roskill | Gravity | Pipe | Buried | OP | CONC | None | 1965-06-30 | 54.19 | 53.99 | dwg | WI | Transmission | Legacy | 2 |  |  | 4 | 375 | [5 empty] | 74346 | NA |  | 101.85 |  | WSL |  | Waikato,Te Kawerau a Maki,Ngāti Whātua,Ngāti Maru,Ngāti Whātua o Ōrākei,Ngāti Tamaoho,Ngāti Tamaterā,Ngāi Tai ki Tāmaki,Ngāti Hako,Te Ākitai Waiohua | 2 | 2 | 2 | 2016 | CCTV Footage Review Log South_Latest.xls | no | 1 | 1 | 2 | CCTV Available (0-10 Years Old) & Soil Type Available | 2 | 2 | 1 | 1 | 1 |  | 1 |  | 1 | 0.5 | 0.011479 | Modelled Flow Data Used & Depth Available | 101.8539 | 5
639 | 664 | 15192 | 10004638 | 193431 | DSB09 | Branch 9 Mt Roskill | Gravity | Pipe | Buried | OP | CONC | None | 1965-06-30 | 53.83 | 53.61 | dwg | WI | Transmission | Legacy | 2 |  |  | 4 | 375 | [5 empty] | 74344 | NA |  | 99.5 |  | WSL |  | Waikato,Te Kawerau a Maki,Ngāti Whātua,Ngāti Maru,Ngāti Whātua o Ōrākei,Ngāti Tamaoho,Ngāti Tamaterā,Ngāi Tai ki Tāmaki,Ngāti Hako,Te Ākitai Waiohua | 2 | 2 | 2 | 2016 | CCTV Footage Review Log South_Latest.xls | no | 1 | 1 | 2 | CCTV Available (0-10 Years Old) & Soil Type Available | 2 | 2 | 1 | 1 | 1 |  | 1 |  | 1 | 0.5 | 0.012605 | Modelled Flow Data Used & Depth Available | 99.5005 | 5
1693 | 1845 | 15195 | 10004641 | 193576 | DSB09 | Branch 9 Mt Roskill | Gravity | Pipe | Buried | OP | CONC | None | 1965-06-30 | 54.37 | 54.19 | dwg | WI | Transmission | Legacy | 2 |  |  | 4 | 375 | [5 empty] | 74347 | NA |  | 99.13 |  | WSL |  | Waikato,Te Kawerau a Maki,Ngāti Whātua,Ngāti Maru,Ngāti Whātua o Ōrākei,Ngāti Tamaoho,Ngāti Tamaterā,Ngāi Tai ki Tāmaki,Ngāti Hako,Te Ākitai Waiohua | 2 | 2 | 2 | 2016 | CCTV Footage Review Log South_Latest.xls | no | 1 | 1 | 2 | CCTV Available (0-10 Years Old) & Soil Type Available | 2 | 2 | 1 | 1 | 1 |  | 1 |  | 1 | 0.5 | 0.011489 | Modelled Flow Data Used & Depth Available | 99.1334 | 5
3250 | 3514 | 927364 | 10089972 | 194291 | DSCTB | Castor Bay Branch Sewer TS7A | Gravity | Pipe | Buried | OP | CONC | PVC | 1962-01-01 | 40.24 | 38.96 | dwg | NI | Transmission | Legacy | 2 |  |  | 4 | 250 |  |  |  |  | CONS | 64440 | NA |  | 97.22 |  | WSL |  | Te Kawerau a Maki,Ngāti Whātua,Ngāti Maru,Ngāti Whātua o Ōrākei,Ngāti Tamaoho,Ngāti Manuhiri,Te Patukirikiri,Ngāti Whanaunga,Ngāti Tamaterā,Ngāti Pāoa,Ngāi Tai ki Tāmaki,Ngāti Hako,Te Ākitai Waiohua | 1 | 1 | 1 | 2015 | te puna wai | no | 1 | 1 | 1 | CCTV Available (0-10 Years Old) & Soil Type Available | 2 | 2 | 1 | 1 | 1 |  | 1 |  | 1 | 0.5 | 0.032925 | Modelled Flow Data Used & Depth Available | 97.2192 | 2
2569 | 2792 | 14835 | 10006619 | 195933 | DSMTW | Mt Wellington Branch | Gravity | Pipe | Buried | OP | CONC | None | 1964-06-30 | 30.21 | 29.87 | dwg | EI | Transmission | Legacy | 2 |  |  | 4 | 381 | [5 empty] | 75970 | NA |  | 91.18 |  | WSL |  | Waikato,Te Kawerau a Maki,Ngāti Whātua,Ngāti Maru,Ngāti Whātua o Ōrākei,Ngāti Tamaoho,Ngāti Whanaunga,Ngāti Tamaterā,Ngāti Pāoa,Ngāi Tai ki Tāmaki,Ngāti Hako,Te Ākitai Waiohua | 2 | 2 | 2 | 2017 | CCTV Footage Review Log South_Latest.xls | no | 1 | 1 | 2 | CCTV Available (0-10 Years Old) & Soil Type Available | 2 | 2 | 1 | 1 | 1 |  | 1 | Aquifer - Mt Wellington Volcanic Aquifer | 1 | 0.5 | 0.0095233 | Modelled Flow Data Used & Depth Available | 91.1837 | 5
2288 | 2499 | 14928 | 10006821 | 195837 | DSONE | Onehunga Branch | Gravity | Pipe | Buried | OP | CONC | None | 1962-06-30 | 25.01 | 24.71 | dwg | WI | Transmission | Legacy | 2 |  |  | 4 | 375 | [5 empty] | 76135 | NA |  | 88.1 |  | WSL |  | Waikato,Te Kawerau a Maki,Ngāti Whātua,Ngāti Maru,Ngāti Whātua o Ōrākei,Ngāti Tamaoho,Ngāti Tamaterā,Ngāti Pāoa,Ngāi Tai ki Tāmaki,Ngāti Hako,Te Ākitai Waiohua | 3 | 3 | 3 | 2021 | CCTV Footage Review Log South_Latest.xls | yes | 1 | 1 | 3 | CCTV Available (0-10 Years Old) & Soil Type Available | 2 | 2 | 1 | 1 | 1 |  | 1 | Aquifer - Mt Wellington Volcanic Aquifer | 1 | 0.5 | 0.011164 | Modelled Flow Data Used & Depth Available | 88.103 | 9
2287 | 2498 | 14929 | 10006822 | 196365 | DSONE | Onehunga Branch | Gravity | Pipe | Buried | OP | CONC | None | 1962-06-30 | 25.28 | 25.01 | dwg | WI | Transmission | Legacy | 2 |  |  | 4 | 375 | [5 empty] | 76136 | NA |  | 86.94 |  | WSL |  | Waikato,Te Kawerau a Maki,Ngāti Whātua,Ngāti Maru,Ngāti Whātua o Ōrākei,Ngāti Tamaoho,Ngāti Tamaterā,Ngāti Pāoa,Ngāi Tai ki Tāmaki,Ngāti Hako,Te Ākitai Waiohua | 3 | 3 | 3 | 2021 | CCTV Footage Review Log South_Latest.xls | yes | 1 | 1 | 3 | CCTV Available (0-10 Years Old) & Soil Type Available | 2 | 2 | 1 | 1 | 1 |  | 1 | Aquifer - Mt Wellington Volcanic Aquifer | 1 | 0.5 | 0.010392 | Modelled Flow Data Used & Depth Available | 86.9442 | 9
1984 | 2171 | 16083 | 10007783 | 196782 | DSPPW | Papatoetoe West Branch | Gravity | Pipe | Buried | OP | CONC | None | 1960-06-30 | 14.4 | 14.02 | dwg | SI | Transmission | Legacy | 2 |  |  | 4 | 381 | [5 empty] | 77066 | NA |  | 81.18 |  | WSL |  | Waikato,Te Kawerau a Maki,Ngāti Maru,Ngāti Tamaoho,Ngāti Tamaterā,Ngāi Tai ki Tāmaki,Ngāti Hako,Te Ākitai Waiohua | 3 | 3 | 3 | 2012 | te puna wai | no | 1 | 3 | 3 | CCTV Available (10-20 Years Old) & Soil Type Available | 2 | 2 | 1 | 1 | 1 |  | 1 |  | 1 | 0.5 | 0.011386 | Modelled Flow Data Used & Depth Available | 81.1781 | 9
1691 | 1843 | 15199 | 10004645 | 193577 | DSB09 | Branch 9 Mt Roskill | Gravity | Pipe | Buried | OP | CONC | None | 1965-06-30 | 55.36 | 55.11 | dwg | WI | Transmission | Legacy | 2 |  |  | 4 | 300 | [5 empty] | 74351 | NA |  | 79.4 |  | WSL |  | Waikato,Te Kawerau a Maki,Ngāti Whātua,Ngāti Maru,Ngāti Whātua o Ōrākei,Ngāti Tamaoho,Ngāti Tamaterā,Ngāi Tai ki Tāmaki,Ngāti Hako,Te Ākitai Waiohua | 2 | 2 | 2 | 2016 | CCTV Footage Review Log South_Latest.xls | no | 1 | 1 | 2 | CCTV Available (0-10 Years Old) & Soil Type Available | 2 | 2 | 1 | 1 | 1 |  | 1 |  | 1 | 0.5 | 0.0094815 | Modelled Flow Data Used & Depth Available | 79.3954 | 5
2039 | 2234 | 27082 | 10008720 | 197490 | DSTEN | Te Atatu North Branch | Gravity | Pipe | Buried | OP | PE | None | 2006-12-20 | 19.03 | 18.42 | 0.1s | WI | Transmission | DC08014 | 2 |  |  | 4 | 355 | [5 empty] | 77897 | NA |  | 77.09 |  | WSL |  | Te Kawerau a Maki,Ngāti Whātua,Ngāti Whātua o Ōrākei,Ngāti Tamaoho,Ngāti Tamaterā,Te Ākitai Waiohua | 1.15 | 1 | 1 | 2013 | te puna wai | no | 1 | 3 | 1 | CCTV Available (10-20 Years Old) & Soil Type Available | 2 | 2 | 1 | 1 | 1 |  | 1 |  | 1 | 0.5 | 0.2 | Diameter Used For Flow Approximation & Depth Available | 77.0859 | 2
693 | 726 | 14854 | 10006613 | 196087 | DSMTW | Mt Wellington Branch | Gravity | Pipe | Buried | OP | CONC | None | 1961-06-30 | 26.34 | 22.53 | dwg | EI | Transmission | Legacy | 2 |  |  | 4 | 300 | [5 empty] | 75964 | NA |  | 76.84 |  | WSL |  | Waikato,Te Kawerau a Maki,Ngāti Whātua,Ngāti Maru,Ngāti Whātua o Ōrākei,Ngāti Tamaoho,Ngāti Whanaunga,Ngāti Tamaterā,Ngāti Pāoa,Ngāi Tai ki Tāmaki,Ngāti Hako,Te Ākitai Waiohua | 2.24 | 2 | 2 | 2017 | CCTV Footage Review Log South_Latest.xls | no | 1 | 1 | 3 | CCTV Available (0-10 Years Old) & Soil Type Available | 2 | 2 | 1 | 1 | 1 |  | 1 |  | 1 | 0.5 | 0.013648 | Modelled Flow Data Used & Depth Available | 76.8395 | 5
1686 | 1837 | 15198 | 10004644 | 193675 | DSB09 | Branch 9 Mt Roskill | Gravity | Pipe | Buried | OP | CONC | None | 1965-06-30 | 55.11 | 54.83 | dwg | WI | Transmission | Legacy | 2 |  |  | 4 | 300 | [5 empty] | 74350 | NA |  | 75.91 |  | WSL |  | Waikato,Te Kawerau a Maki,Ngāti Whātua,Ngāti Maru,Ngāti Whātua o Ōrākei,Ngāti Tamaoho,Ngāti Tamaterā,Ngāi Tai ki Tāmaki,Ngāti Hako,Te Ākitai Waiohua | 2 | 2 | 2 | 2016 | CCTV Footage Review Log South_Latest.xls | no | 1 | 1 | 2 | CCTV Available (0-10 Years Old) & Soil Type Available | 2 | 2 | 1 | 1 | 1 |  | 1 |  | 1 | 0.5 | 0.0094815 | Modelled Flow Data Used & Depth Available | 75.9055 | 5
4200 | 4484 | 937243 | 10087993 | 194811 | DSHLA | Hillcrest A Branch Sewer TS15A | Gravity | Pipe | Buried | OP | PE | None | 2008-03-05 | 30.51 | 29.95 | dwg | NI | Transmission | Legacy | 2 |  |  | 4 | 375 | [5 empty] | 64877 | NA |  | 72.44 |  | WSL |  | Te Kawerau a Maki,Ngāti Whātua,Ngāti Maru,Ngāti Whātua o Ōrākei,Ngāti Tamaoho,Ngāti Manuhiri,Te Patukirikiri,Ngāti Whanaunga,Ngāti Tamaterā,Ngāti Pāoa,Ngāi Tai ki Tāmaki,Ngāti Hako,Te Ākitai Waiohua | 1 | 1 | 1 | 2018 | te puna wai | no | 1 | 1 | 1 | CCTV Available (0-10 Years Old) & Soil Type Available | 2 | 2 | 1 | 1 | 1 |  | 1 |  | 1 | 0.5 | 0.0068913 | Modelled Flow Data Used & Depth Available | 72.4389 | 2
1985 | 2172 | 16082 | 10007782 | 196521 | DSPPW | Papatoetoe West Branch | Gravity | Pipe | Buried | OP | CONC | None | 1960-06-30 | 14.02 | 13.67 | dwg | SI | Transmission | Legacy | 2 |  |  | 4 | 381 | [5 empty] | 77065 | NA |  | 66.63 |  | WSL |  | Waikato,Te Kawerau a Maki,Ngāti Maru,Ngāti Tamaoho,Ngāti Tamaterā,Ngāi Tai ki Tāmaki,Ngāti Hako,Te Ākitai Waiohua | 2.45 | 2 | 2 | 2012 | te puna wai | no | 1 | 3 | 3 | CCTV Available (10-20 Years Old) & Soil Type Available | 2 | 2 | 1 | 1 | 1 |  | 1 |  | 1 | 0.5 | 0.011383 | Modelled Flow Data Used & Depth Available | 66.6325 | 5
2567 | 2790 | 14837 | 10006621 | 196089 | DSMTW | Mt Wellington Branch | Gravity | Pipe | Buried | OP | CONC | None | 1964-06-30 | 30.78 | 30.52 | dwg | EI | Transmission | Legacy | 2 |  |  | 4 | 381 | [5 empty] | 75972 | NA |  | 66.44 |  | WSL |  | Waikato,Te Kawerau a Maki,Ngāti Whātua,Ngāti Maru,Ngāti Whātua o Ōrākei,Ngāti Tamaoho,Ngāti Whanaunga,Ngāti Tamaterā,Ngāti Pāoa,Ngāi Tai ki Tāmaki,Ngāti Hako,Te Ākitai Waiohua | 2 | 2 | 2 | 2017 | CCTV Footage Review Log South_Latest.xls | no | 1 | 1 | 2 | CCTV Available (0-10 Years Old) & Soil Type Available | 2 | 2 | 1 | 1 | 1 |  | 1 | Aquifer - Mt Wellington Volcanic Aquifer | 1 | 0.5 | 0.0079211 | Modelled Flow Data Used & Depth Available | 66.4353 | 5
1628 | 1774 | 15201 | 10004647 | 193822 | DSB09 | Branch 9 Mt Roskill | Gravity | Pipe | Buried | OP | CONC | None | 1965-06-30 | 55.88 | 55.6 | dwg | WI | Transmission | Legacy | 2 |  |  | 4 | 300 | [5 empty] | 74353 | NA |  | 65.95 |  | WSL |  | Waikato,Te Kawerau a Maki,Ngāti Whātua,Ngāti Maru,Ngāti Whātua o Ōrākei,Ngāti Tamaoho,Ngāti Tamaterā,Ngāi Tai ki Tāmaki,Ngāti Hako,Te Ākitai Waiohua | 2 | 2 | 2 | 2016 | CCTV Footage Review Log South_Latest.xls | no | 1 | 1 | 2 | CCTV Available (0-10 Years Old) & Soil Type Available | 2 | 2 | 1 | 1 | 1 |  | 1 |  | 1 | 0.5 | 0.0094718 | Modelled Flow Data Used & Depth Available | 65.9484 | 5
1692 | 1844 | 15200 | 10004646 | 193433 | DSB09 | Branch 9 Mt Roskill | Gravity | Pipe | Buried | OP | CONC | None | 1965-06-30 | 55.6 | 55.36 | dwg | WI | Transmission | Legacy | 2 |  |  | 4 | 300 | [5 empty] | 74352 | NA |  | 64.36 |  | WSL |  | Waikato,Te Kawerau a Maki,Ngāti Whātua,Ngāti Maru,Ngāti Whātua o Ōrākei,Ngāti Tamaoho,Ngāti Tamaterā,Ngāi Tai ki Tāmaki,Ngāti Hako,Te Ākitai Waiohua | 2 | 2 | 2 | 2016 | CCTV Footage Review Log South_Latest.xls | no | 1 | 1 | 2 | CCTV Available (0-10 Years Old) & Soil Type Available | 2 | 2 | 1 | 1 | 1 |  | 1 |  | 1 | 0.5 | 0.0094686 | Modelled Flow Data Used & Depth Available | 64.3552 | 5
2030 | 2224 | 27083 | 10008719 | 197687 | DSTEN | Te Atatu North Branch | Gravity | Pipe | Buried | OP | PE | None | 2006-12-20 | 18.4 | 17.85 | 0.1s | WI | Transmission | DC08014 | 2 |  |  | 4 | 355 | [5 empty] | 77896 | NA |  | 60.61 |  | WSL |  | Te Kawerau a Maki,Ngāti Whātua,Ngāti Whātua o Ōrākei,Ngāti Tamaoho,Ngāti Tamaterā,Te Ākitai Waiohua | 1.15 | 1 | 1 | 2013 | te puna wai | no | 1 | 3 | 1 | CCTV Available (10-20 Years Old) & Soil Type Available | 2 | 2 | 1 | 1 | 1 |  | 1 |  | 1 | 0.5 | 0.2 | Diameter Used For Flow Approximation & Depth Available | 60.6104 | 2
4019 | 4297 | 927252 | 10089970 | 194076 | DSCTB | Castor Bay Branch Sewer TS7A | Gravity | Pipe | Buried | OP | CONC | PVC | 1962-01-01 | 36.69 | 31.98 | dwg | NI | Transmission | Legacy | 2 |  |  | 4 | 250 | [5 empty] | 64438 | NA |  | 57.96 |  | WSL |  | Te Kawerau a Maki,Ngāti Whātua,Ngāti Maru,Ngāti Whātua o Ōrākei,Ngāti Tamaoho,Ngāti Manuhiri,Te Patukirikiri,Ngāti Whanaunga,Ngāti Tamaterā,Ngāti Pāoa,Ngāi Tai ki Tāmaki,Ngāti Hako,Te Ākitai Waiohua | 1 | 1 | 1 | 2015 | te puna wai | no | 1 | 1 | 1 | CCTV Available (0-10 Years Old) & Soil Type Available | 2 | 2 | 1 | 1 | 1 |  | 1 |  | 1 | 0.5 | 0.034456 | Modelled Flow Data Used & Depth Available | 57.9618 | 2
2051 | 2246 | 15977 | 10007772 | 196520 | DSPPS | Papatoetoe South Branch | Gravity | Pipe | Buried | OP | CONC | None | 1966-06-30 | 12.01 | 11.72 | dwg | SI | Transmission | Legacy | 2 |  |  | 4 | 225 | [5 empty] | 77059 | NA |  | 57.01 |  | WSL |  | Waikato,Te Kawerau a Maki,Ngāti Maru,Ngāti Tamaoho,Ngāti Tamaterā,Ngāi Tai ki Tāmaki,Ngāti Hako,Te Ākitai Waiohua | 2 | 2 | 2 | 2012 | te puna wai | no | 1 | 3 | 2 | CCTV Available (10-20 Years Old) & Soil Type Available | 2 | 2 | 1 | 1 | 1 |  | 1 |  | 1 | 0.5 | 0.0022521 | Modelled Flow Data Used & Depth Available | 57.008 | 5
2932 | 3190 | 2543794 | 10084269 | 197927 | DSWEY | Weymouth Branch | Gravity | Pipe | Buried | OP | PE | None | 2013-11-15 | 10.54 | 9.89 | 0.1s | SI | Transmission | T0000588 | 2 |  |  | 4 | 280 | [5 empty] | 78200 | NA |  | 45.87 |  | WSL |  | Waikato,Ngāti Maru,Ngāti Tamaoho,Ngāti Tamaterā,Ngāi Tai ki Tāmaki,Ngāti Hako,Te Ākitai Waiohua | 1 | 1 | 1 | 2016 | te puna wai | no | 1 | 1 | 1 | CCTV Available (0-10 Years Old) & Soil Type Available | 2 | 2 | 1 | 1 | 1 |  | 1 |  | 1 | 0.5 | 0.0073259 | Modelled Flow Data Used & Depth Available | 45.8739 | 2
745 | 783 | 14830 | 10006612 | 195545 | DSMTW | Mt Wellington Branch | Gravity | Pipe | Buried | OP | CONC | None | 1961-06-30 | 22.53 | 21.31 | dwg | EI | Transmission | Legacy | 2 |  |  | 4 | 300 | [5 empty] | 75963 | NA |  | 45.15 |  | WSL |  | Waikato,Te Kawerau a Maki,Ngāti Whātua,Ngāti Maru,Ngāti Whātua o Ōrākei,Ngāti Tamaoho,Ngāti Whanaunga,Ngāti Tamaterā,Ngāti Pāoa,Ngāi Tai ki Tāmaki,Ngāti Hako,Te Ākitai Waiohua | 2.24 | 2 | 2 | 2017 | CCTV Footage Review Log South_Latest.xls | no | 1 | 1 | 3 | CCTV Available (0-10 Years Old) & Soil Type Available | 2 | 2 | 1 | 1 | 1 |  | 1 |  | 1 | 0.5 | 0.014372 | Modelled Flow Data Used & Depth Available | 45.152 | 5
1610 | 1755 | 16381 | 10005097 | 193717 | DSBBH | Bucklands Beach Branch | Gravity | Pipe | Buried | OP | CONC | RIBLO | 1966-06-30 | 30.62 | 30.36 | 0.1s | HI | Transmission | DC05042 | 2 |  |  | 4 | 375 | CCTV | CCTV | CCTV | CCTV | CONS | 74616 | NA |  | 44.66 | CCTV | WSL |  | Waikato,Ngāti Maru,Ngāti Tamaoho,Te Patukirikiri,Ngāti Whanaunga,Ngāti Tamaterā,Ngāti Pāoa,Ngāi Tai ki Tāmaki,Ngāti Hako,Te Ākitai Waiohua | 2 | 2 | 2 | 2018 | te puna wai | no | 1 | 1 | 1 | CCTV Available (0-10 Years Old) & Soil Type Available | 2 | 2 | 1 | 1 | 1 |  | 1 |  | 1 | 0.5 | 0.2 | Diameter Used For Flow Approximation & Depth Available | 44.6556 | 5
2332 | 2543 | 31852 | 10009123 | 197451 | DSWEY | Weymouth Branch | Gravity | Pipe | Buried | OP | AC | None | 1969-06-30 | 26.48 | 25.7 | dwg | SI | Transmission | Legacy | 2 |  |  | 4 | 250 | [5 empty] | 78192 | NA |  | 43.72 |  | WSL |  | Waikato,Ngāti Maru,Ngāti Tamaoho,Ngāti Whanaunga,Ngāti Tamaterā,Ngāi Tai ki Tāmaki,Ngāti Hako,Te Ākitai Waiohua | 2.64 | 3 | 2 | 2016 | te puna wai | no | 1 | 1 | 4 | CCTV Available (0-10 Years Old) & Soil Type Available | 2 | 2 | 1 | 1 | 1 |  | 1 |  | 1 | 0.5 | 0.014243 | Modelled Flow Data Used & Depth Available | 43.7232 | 9
1006 | 1062 | 14865 | 10007654 | 196413 | DSPNR | Penrose Branch | Gravity | Pipe | Buried | OP | CONC | None | 1967-06-30 | 18.36 | 18.18 | dwg | EI | Transmission | Legacy | 2 |  |  | 4 | 381 | [5 empty] | 76994 | NA |  | 42.08 |  | WSL |  | Waikato,Te Kawerau a Maki,Ngāti Whātua,Ngāti Maru,Ngāti Whātua o Ōrākei,Ngāti Tamaoho,Ngāti Tamaterā,Ngāti Pāoa,Ngāi Tai ki Tāmaki,Ngāti Hako,Te Ākitai Waiohua | 2 | 2 | 2 | 2016 | te puna wai | no | 1 | 1 | 2 | CCTV Available (0-10 Years Old) & Soil Type Available | 2 | 2 | 1 | 1 | 1 |  | 1 | Aquifer - Mt Wellington Volcanic Aquifer | 1 | 0.5 | 0.0053118 | Modelled Flow Data Used & Depth Available | 42.0773 | 5
744 | 782 | 14829 | 10006611 | 195931 | DSMTW | Mt Wellington Branch | Gravity | Pipe | Buried | OP | CONC | None | 1961-06-30 | 21.31 | 20.2 | dwg | EI | Transmission | Legacy | 2 |  |  | 4 | 300 | [5 empty] | 75962 | NA |  | 40.14 |  | WSL |  | Waikato,Te Kawerau a Maki,Ngāti Whātua,Ngāti Maru,Ngāti Whātua o Ōrākei,Ngāti Tamaoho,Ngāti Whanaunga,Ngāti Tamaterā,Ngāti Pāoa,Ngāi Tai ki Tāmaki,Ngāti Hako,Te Ākitai Waiohua | 2.24 | 2 | 2 | 2017 | CCTV Footage Review Log South_Latest.xls | no | 1 | 1 | 3 | CCTV Available (0-10 Years Old) & Soil Type Available | 2 | 2 | 1 | 1 | 1 |  | 1 |  | 1 | 0.5 | 0.014562 | Modelled Flow Data Used & Depth Available | 40.141 | 5
832 | 872 | 15504 | 10004084 | 193280 | DSB01 | Branch 1 Remuera | Gravity | Pipe | Buried | OP | VC | RIBLO | 1910-06-30 | 55.23 | 54.7 | dwg | OM | Transmission | DU1512 | 2 |  |  | 4 | 375 | ASBUILT | ASBUILT | ASBUILT | ASBUILT | CONS | 73938 | NA |  | 39.74 | ASBUILT | WSL |  | Waikato,Te Kawerau a Maki,Ngāti Whātua,Ngāti Maru,Ngāti Whātua o Ōrākei,Ngāti Tamaoho,Ngāti Tamaterā,Ngāti Pāoa,Ngāi Tai ki Tāmaki,Ngāti Hako,Te Ākitai Waiohua | 3 | 3 | 3 | 2013 | te puna wai | yes | 1 | 1 | 1 | CCTV Available (10-20 Years Old) & Soil Type Available | 2 | 2 | 1 | 1 | 1 |  | 1 |  | 1 | 0.5 | 0.2 | Diameter Used For Flow Approximation & Depth Available | 39.737 | 9
2421 | 2633 | 16599 | 10008945 | 197325 | DSTIT | Titirangi Branch | Gravity | Pipe | Buried | OP | VC | None | 1989-06-30 | 47.98 | 47.62 | dwg | WI | Transmission | Legacy | 2 |  |  | 4 | 225 | [5 empty] | 78098 | NA |  | 39.15 |  | WSL |  | Waikato,Te Kawerau a Maki,Ngāti Whātua,Ngāti Whātua o Ōrākei,Ngāti Tamaoho,Ngāti Tamaterā,Te Ākitai Waiohua | 3 | 3 | 3 | 2002 | te puna wai | no | 1 | 1 | 1 | CCTV Available (20-30 Years Old) & Soil Type Available | 2 | 2 | 1 | 1 | 1 |  | 1 |  | 1 | 0.5 | 0.015993 | Modelled Flow Data Used & Depth Available | 39.1544 | 9
2019 | 2206 | 27084 | 10008718 | 197092 | DSTEN | Te Atatu North Branch | Gravity | Pipe | Buried | OP | PE | None | 2006-12-20 | 17.83 | 17.25 | 0.1s | WI | Transmission | DC08014 | 2 |  |  | 4 | 355 | [5 empty] | 77895 | NA |  | 34.62 |  | WSL |  | Te Kawerau a Maki,Ngāti Whātua,Ngāti Whātua o Ōrākei,Ngāti Tamaoho,Ngāti Tamaterā,Te Ākitai Waiohua | 1.15 | 1 | 1 | 2013 | te puna wai | no | 1 | 3 | 1 | CCTV Available (10-20 Years Old) & Soil Type Available | 2 | 2 | 1 | 1 | 1 |  | 1 |  | 1 | 0.5 | 0.2 | Diameter Used For Flow Approximation & Depth Available | 34.6204 | 2
2422 | 2634 | 16598 | 10008944 | 197130 | DSTIT | Titirangi Branch | Gravity | Pipe | Buried | OP | VC | None | 1989-06-30 | 47.62 | 45.05 | dwg | WI | Transmission | Legacy | 2 |  |  | 4 | 225 | [5 empty] | 78097 | NA |  | 33.89 |  | WSL |  | Waikato,Te Kawerau a Maki,Ngāti Whātua,Ngāti Whātua o Ōrākei,Ngāti Tamaoho,Ngāti Tamaterā,Te Ākitai Waiohua | 1 | 1 | 1 | 2010 | te puna wai | no | 1 | 1 | 1 | CCTV Available (10-20 Years Old) & Soil Type Available | 2 | 2 | 1 | 1 | 1 |  | 1 |  | 1 | 0.5 | 0.015913 | Modelled Flow Data Used & Depth Available | 33.8933 | 2
3974 | 4252 | 927256 | 10089971 | 194566 | DSCTB | Castor Bay Branch Sewer TS7A | Gravity | Pipe | Buried | OP | CONC | PVC | 1962-01-01 | 38.96 | 36.69 | dwg | NI | Transmission | Legacy | 2 |  |  | 4 | 250 |  |  |  |  | CONS | 64439 | NA |  | 33.02 |  | WSL |  | Te Kawerau a Maki,Ngāti Whātua,Ngāti Maru,Ngāti Whātua o Ōrākei,Ngāti Tamaoho,Ngāti Manuhiri,Te Patukirikiri,Ngāti Whanaunga,Ngāti Tamaterā,Ngāti Pāoa,Ngāi Tai ki Tāmaki,Ngāti Hako,Te Ākitai Waiohua | 1 | 1 | 1 | 2015 | te puna wai | no | 1 | 1 | 1 | CCTV Available (0-10 Years Old) & Soil Type Available | 2 | 2 | 1 | 1 | 1 |  | 1 |  | 1 | 0.5 | 0.032925 | Modelled Flow Data Used & Depth Available | 33.019 | 2
1911 | 2089 | 23907 | 10005098 | 193910 | DSBBH | Bucklands Beach Branch | Gravity | Pipe | Buried | OP | CONC | RIBLO | 1966-06-30 | 30.62 | 30.36 | 0.1s | HI | Transmission | DC05042 | 2 |  |  | 4 | 375 | CCTV | CCTV | CCTV | CCTV | CONS | 74617 | NA |  | 30.49 | CCTV | WSL |  | Waikato,Ngāti Maru,Ngāti Tamaoho,Te Patukirikiri,Ngāti Whanaunga,Ngāti Tamaterā,Ngāti Pāoa,Ngāi Tai ki Tāmaki,Ngāti Hako,Te Ākitai Waiohua | 3 | 3 | 3 | 2018 | te puna wai | no | 1 | 1 | 1 | CCTV Available (0-10 Years Old) & Soil Type Available | 2 | 2 | 1 | 1 | 1 |  | 1 |  | 1 | 0.5 | 0.016302 | Modelled Flow Data Used & Depth Available | 30.4897 | 9
1722 | 1877 | 17155 | 10005862 | 194915 | DSGRM | Greenmount Branch | Gravity | Pipe | Buried | OP | CONC | None | 1997-06-30 | 12.88 | 12.71 | dwg | TE | Transmission | Legacy | 2 |  |  | 4 | 390 | [5 empty] | 75315 | NA |  | 16.93 |  | WSL |  | Waikato,Ngāti Maru,Ngāti Tamaoho,Ngāti Whanaunga,Ngāti Tamaterā,Ngāti Pāoa,Ngāi Tai ki Tāmaki,Ngāti Hako,Te Ākitai Waiohua | 2 | 2 | 2 | 2014 | te puna wai | no | 1 | 1 | 1 | CCTV Available (0-10 Years Old) & Soil Type Available | 2 | 2 | 1 | 1 | 1 |  | 1 |  | 1 | 0.5 | 0.013761 | Modelled Flow Data Used & Depth Available | 16.9337 | 5
1226 | 1306 | 15191 | 10004637 | 193575 | DSB09 | Branch 9 Mt Roskill | Gravity | Pipe | Buried | OP | CONC | None | 1965-06-30 | 53.61 | 53.4 | dwg | WI | Transmission | Legacy | 2 |  |  | 4 | 375 | [5 empty] | 74343 | NA |  | 5.46 |  | WSL |  | Waikato,Te Kawerau a Maki,Ngāti Whātua,Ngāti Maru,Ngāti Whātua o Ōrākei,Ngāti Tamaoho,Ngāti Tamaterā,Ngāi Tai ki Tāmaki,Ngāti Hako,Te Ākitai Waiohua | 2 | 2 | 2 | 2016 | CCTV Footage Review Log South_Latest.xls | no | 1 | 1 | 2 | CCTV Available (0-10 Years Old) & Soil Type Available | 2 | 2 | 1 | 1 | 1 |  | 1 |  | 1 | 0.5 | 0.015395 | Modelled Flow Data Used & Depth Available | 5.4646 | 5
2850 | 3102 | 1666274 | 10064359 | 193022 | DPTID | PS 66 Mangere South East | Gravity | Pipe | Buried | OP | CLS | None | 2010-07-15 | 3.8 | 3.78 | dwg | EI | Transmission | DC11057 | 2 |  |  | 4 | 375 | [5 empty] | 73256 | NA |  | 4.12 |  | WSL |  | Waikato,Te Kawerau a Maki,Ngāti Maru,Ngāti Tamaoho,Ngāti Tamaterā,Ngāi Tai ki Tāmaki,Ngāti Hako,Te Ākitai Waiohua | 1.21 | 1 |  |  |  | no | 1 | 3 | 1 | CCTV NOT Available or Over 30 Years Old & Soil Type Available | 2 | 2 | 1 | 1 | 1 |  | 1 |  | 1 | 0.5 | 0.2 | Diameter Used For Flow Approximation & Depth Available | 4.1177 | 2
4330 | 4617 | 2623886 | 10095282 | 197645 | DSWEY | Weymouth Branch | Gravity | Pipe | In Chamber | OP | PE | None | 2014-12-07 | 19.4 | 15.55 | dwg | SW | Transmission | T0000790 | 2 |  |  | 4 | 355 | [5 empty] | 78209 | NA |  | 2.09 |  | WSL |  | Waikato,Ngāti Maru,Ngāti Tamaoho,Ngāti Whanaunga,Ngāti Tamaterā,Ngāi Tai ki Tāmaki,Ngāti Hako,Te Ākitai Waiohua | 1 | 1 |  |  |  | no | 1 | 1 | 1 | CCTV NOT Available or Over 30 Years Old & Soil Type Available | 2 | 2 | 1 | 1 | 1 |  | 1 |  | 1 | 0.5 | 0.2 | Diameter Used For Flow Approximation & Depth Available | 2.0919 | 2
3860 | 4137 | 917359 | 10087986 | 195490 | DSHLA | Hillcrest A Branch Sewer TS15A | Gravity | Pipe | Buried | OP | PE | None | 2008-03-05 | 21.85 | 21.81 | dwg | NI | Transmission | Legacy | 2 |  |  | 4 | 375 | [5 empty] | 64868 | NA |  | 1.79 |  | WSL |  | Te Kawerau a Maki,Ngāti Whātua,Ngāti Maru,Ngāti Whātua o Ōrākei,Ngāti Tamaoho,Ngāti Manuhiri,Te Patukirikiri,Ngāti Whanaunga,Ngāti Tamaterā,Ngāti Pāoa,Ngāi Tai ki Tāmaki,Ngāti Hako,Te Ākitai Waiohua | 1.12 | 1 | 1 | 2018 | te puna wai | no | 1 | 3 | 1 | CCTV Available (0-10 Years Old) & Soil Type Available | 2 | 2 | 1 | 1 | 1 |  | 1 |  | 1 | 0.5 | 0.2 | Diameter Used For Flow Approximation & Depth Available | 1.7884 | 2